## Refrence
This file dedicated to My dear Engineers.
My Sincere thanks to Sri. B. Srinivasulu, DEE & Sri. G. Rama Govinda Reddy, DEE, My Colleagues and Engineering Friends.
File Name | Pipeline Rates Calculation Sheet
Prepared on | 20.02.2023
File Code | 2
Purpose | Calucation of Pipe line per meter including Earth Work excavation, Laying and Jointing, Pipe basic rate as per revised rates etc. complete.
How to Use | Fill the Respect cells in the General Input Sheet Col - B, D & E only.
Disclaimer | Please Verifty the PH-data, Revised rates sheets befor taking the printout.
For this file | www.rwsengineers.com
2.0 Modifications | Updation of SoR 2023-24 Rates, HDPE Weights and Data Modification including Laying and Jointing of GI Pipes.
SHEET NAME | PURPOSE
Gen-Input | For update the latest revised rates of Raw Material.
SoR | Sachedule of Rates for the year 2022-23
PH-Input | Basic rates of Pipes and other items.
PH-Data | AP Standard Data - Public Health Data's Calculation sheet.
Revised Rates | Revised Rates of Pipes
ew M&M | Earth work excavation by machine 2/3 of total quantity and manual 1/3 of total quantity for pipe line trenches of various diameter of PVC, HDPE, PSC, BWSC, AC, RCC Pipes.
ew Manual | Earth work excavation by manual of total quantity for pipe line trenches of various diameter of PVC, HDPE, PSC, BWSC, AC, RCC Pipes.
ew M&M DI, CI | Earth work excavation by machine 2/3 of total quantity and manual 1/3 of total quantity for pipe line trenches of various diameter of CI, DI Pipes.
PVC M&M | Cost, Supply, Laying and Jointing of various daimeters of PVC Pipes, Earth work excavation by machine 2/3 of total quantity and manual 1/3 of total quantity.
PVC Total Manual | Cost, Supply, Laying and Jointing of various daimeters of PVC Pipes, Earth work excavation by manual
HDPE M&M | Cost, Supply, Laying and Jointing of various daimeters of HDPE Pipes, Earth work excavation by machine 2/3 of total quantity and manual 1/3
HDPE Total Manual | Cost, Supply, Laying and Jointing of various daimeters of HDPE Pipes, Earth work excavation by manual
DI M&M | Cost, Supply, Laying and Jointing of various daimeters of DI Pipes, Earth work excavation by machine 2/3 of total quantity and manual 1/3 of total quantity.
GI Pipe | Cost, Supply, Laying and Jointing of GI Pipes from 15 to 150mm dia including Earth work excavation by manual and excluding Earth work.
MS data | Data for MS Pipe Painting and conveyance charges up to 450mm diametre only.
MS up to 450mm | Cost, Supply, Laying and Jointing of various daimeters of MS Pipe upto 450mm diameter.
MS>500 M&M | Cost, Supply, Laying and Jointing of various daimeters of MS Pipe from 500mm diameter including cement motor lining inside and out side, Earth work excavation etc. complete.
BWSC M&M | Cost, Supply, Laying and Jointing of various daimeters of Bar Wrapped Steel Cylindrical Pipe from 500mm diameter including cement motor lining inside and out side, Earth work excavation etc. complete.
RCC M&M | Cost, Supply, Laying and Jointing of various daimeters of RCC Plainended, S/S NP-2, NP-3, NP-4 Pipes, Earth work excavation by machine 2/3 of total quantity and manual 1/3 of total quantity.
AC M&M | Cost, Supply, Laying and Jointing of various daimeters of AC Pipes, Earth work excavation by machine 2/3 of total quantity and manual 1/3 of total quantity.
PSC M&M | Cost, Supply, Laying and Jointing of various daimeters of PSC Pipes, Earth work excavation by machine 2/3 of total quantity and manual 1/3 of total quantity.
CI M&M | Cost, Supply, Laying and Jointing of various daimeters of CI Pipes, Earth work excavation by machine 2/3 of total quantity and manual 1/3 of total quantity.
CI Fittings | Cost and Supply of Cast Iron Pipes and Fittings.
CID Joints | Cost and Supply of CID Joints.
DI Fittings | Cost and Supply of Ductile Iron Pipes and Fittings.
DETAILS OF DATA
Index Code | Description
Common Data | Lowering C.I. Pipes, A class and specials with s/s ends carefully into trench and laying them true to alignment and gradient including all sundries but excluding cost and conveyance of pipes from source of supply. (Reference to specifications. BIS No.3114/94)
PHE-LCIS-1 | Lowering C.I. / D.I. Pipes (all classes) and specials (fittings) with s/s ends carefully into trenches and laying them true to alignment and gradient including all sundries but excluding cost and conveyance of pipes from source of supply (Ref to specifications. BIS No.3114/1994)
PHE-LCIF-2 | Lowering C.I. / D.I. Pipes (all classes) and specials (fittings) with flanged ends carefully into trench and laying them true to alignment and gradient including all sundries but excluding cost and conveyance of pipes from source of supply. (Reference to specifications. BIS No.3114/1994)
PHE-LCIF-2A (Sub_analysis) | OBSERVED DATA FOR TESTING OF 450 MM DIA PSC MAIN : Pumping main to Hydralic field test pressure including transportation of Water with minimum lead of 500M
PHE-JCIS-3 | Jointing CI /DI pipes & fittings with s/s ends including cost of pig lead, hemp yarn and sundries such as cost of fuel for melting lead, filling with water with lead up to 500m and testing to required pressure complete. (Reference to specifications. BIS No.3114/94/12288:1997)
PHE-JCIR-4 | Jointing C.I., D.I. pipes and fittings with rubber gasket (push-on-joint), excluding the cost of the gasket but including all sundries filling with water, with a water lead up to 500m and testing to required pressure, etc. complete Reference to specifications IS 3114/1994/12888/1987
PHE-JCIF-5 | Jointing CI pipes, fittings and valves with flanged ends including cost of jointing materials such as bolts, rubber insertion, white lead including filling with water, with lead up to 500 meters and testing to required pressure complete. (Reference to specifications. BIS No.3114/1994.)
PHE-LRCS-6 | Lowering the RCC S/S pipes carefully into the trenches laying them true to alignment and gradient, jointing with rubber rings and testing including filling with water with a water lead upto 500 meters including cost of rubber rings as per BIS No. 783/1985
PHE-LJGI-7 | Lowering and Jointing G.I. pipes and specials / fittings including excavation of trench of 0.5m width and 0.50 m depth in all soils except rock requiring blasting and refilling trenches after laying and jointing pipes and also including cost of jointing materials (White lead and hemp yarn etc.) and Cost of Pipe but excluding the cost of specials etc. complete item of work. Reference to specifications. BIS No.783/85
PHE-LACP-9 | Lowering and laying AC pressure pipes (class 5 & 10) in ready made trenches true to alignment and gradient including all sundries but excluding conveyance from source of supply. Reference to specifications BIS 6530/72
PHE-JACP-10 | Jointing A.C. pressure pipes with A.C. coupling or C.I. detachable joints complete with rubber rings including filling with water, with a water lead up to 500m and testing to required pressure etc., complete but excluding cost of jointing materials and conveyance of pipe from source of supply. Reference to specifications BIS No.6530/72 (Labour Charges Only)
PHE-LJUP-11 | Lowering, laying, jointing and testing to hydralic test pressure including cost of water with minimum water lead of 500m for UPVC pressure pipes in ready made trenches true to alignment and gradient including all sundries but excluding cost & conveyance of pipes from source of supply and jointing materials as per BIS No. 7634 - Part III - 1975
PHE-LJHE-12 | Laying and jointing of HDPE pipes by butt fusion welding as per IS:7634 – part-II/1975 as amended from time to time to the alignment and gradient and testing the pipeline to the required pressure.
RBR-FNDN-1 (A) | Earth Work excavation by manual.
RBR-FNDN-1 (B) | Earth Work excavation by machine.
RBR-FNDN-2 | Labour charges for Sand filling.

## PH-Data
Statement Showing Comparative Data SoR 2023-24
Drinking Water Supply Schemes (Public Health)
Index-code | S No | Description | Unit | Quantity | Rate Rs. | Amt Rs. | Remarks
| 1 | 2 | 3 | 4 | 5 | 6 | 7
Sub Analysis
Common Data |  | Lowering C.I. Pipes, A class and specials with s/s ends carefully into trench and laying them true to alignment and gradient including all sundries but excluding cost and conveyance of pipes from source of supply. (Reference to specifications. BIS No.3114/94) | [7 empty] | LOWERING CI
Assumtion 10 m
200 mm dia CI pipes 5m long (class ‘A’)
Weight = 2 x 257 kgs = 514 kgs = 5.14 quintal
(a) LABOUR:
|  | Plumber 1st class | day | 0.102 | 750 | 76.5
|  | Plumber 2nd class | day | 0.238 | 605 | 143.99
|  | Man mazdoor | day | 1.33 | 560 | 744.8
|  | (b) Cost for 10 metres |  |  |  | 965.29
|  | Rate per metre = b/10 |  |  |  | 96.53
|  | Rate for 1 kg = b/514 |  |  |  | 1.88
PHE-LCIS-1 | 1 | Lowering C.I. / D.I. Pipes (all classes) and specials (fittings) with s/s ends carefully into trenches and laying them true to alignment and gradient including all sundries but excluding cost and conveyance of pipes from source of supply (Ref to specifications. BIS No.3114/1994) | [7 empty] | LOWERING CI/DI S/S
Note : The Labour charges for cost of Lowering & Laying per 1 kg weight shall be as per sub-analysis made for 200 mm dia CI Pipes S/s ends.
Details of cost for 5m
| i | 80 mm dia pipe | [7 empty] | 80 | 32.15
|  | Weight of 5m length = (79 +85.5 + 92)/3 = 85.5 kgs | [7 empty] | 100 | 40.86
|  | (a) Labour charges for laying | kgs | 85.5 | 1.88 | 160.74 |  |  |  | 125 | 53.14
|  | (b) Overheads & Contractors Profit |  |  |  | 0 |  |  |  | 150 | 66.55
|  | (c) Cost for 5 metres = a+b |  |  |  | 160.74 |  |  |  | 200 | 96.76
|  | Rate per metre = c/5 |  |  |  | 32.15 |  |  |  | 250 | 130.72
| ii | 100 mm dia pipe | [7 empty] | 300 | 169.07
|  | Weight of 5m length = (100+109+117)/3 = 108.67 kgs | [7 empty] | 350 | 212.06
|  | (a) Labour charges for laying | kgs | 108.67 | 1.88 | 204.29 |  |  |  | 400 | 258.81
|  | (b) Overheads & Contractors Profit |  |  |  | 0 |  |  |  | 450 | 313.08
|  | (c) Cost for 5 metres = a+b |  |  |  | 204.29 |  |  |  | 500 | 364.97
|  | Rate per metre = c/5 |  |  |  | 40.86 |  |  |  | 600 | 487.3
| iii | 125 mm dia pipe | [7 empty] | 700 | 628.67
|  | Weight of 5m length = (130+141+153)/3 = 141.33 kgs | [7 empty] | 750 | 704.75
|  | (a) Labour charges for laying | kgs | 141.33 | 1.88 | 265.7 |  |  |  | 800 | 786.84
|  | (b) Overheads & Contractors Profit |  |  |  | 0 |  |  |  | 900 | 956.54
|  | (c) Cost for 5 metres = a+b |  |  |  | 265.7 |  |  |  | 1000 | 1153.57
|  | Rate per metre = c/5 |  |  |  | 53.14
| iv | 150mm dia pipe
Weight of 5m length = (162+178+191)/3 = 177 kgs
|  | (a) Labour charges for laying | kgs | 177 | 1.88 | 332.76
|  | (b) Overheads & Contractors Profit |  |  |  | 0
|  | (c) Cost for 5 metres = a+b |  |  |  | 332.76
|  | Rate per metre = c/5 |  |  |  | 66.55
| v | 200 mm dia pipe
Weight of 5m length = (237+257+278)/3 = 257.33 kgs
|  | (a) Labour charges for laying | kgs | 257.33 | 1.88 | 483.78
|  | (b) Overheads & Contractors Profit |  |  |  | 0
|  | (c) Cost for 5 metres = a+b |  |  |  | 483.78
|  | Rate per metre = c/5 |  |  |  | 96.76
| vi | 250 mm dia pipe
Weight of 5m length = (319+348+376)/3 = 347.67 kgs
|  | (a) Labour charges for laying | kgs | 347.67 | 1.88 | 653.61
|  | (b) Overheads & Contractors Profit |  |  |  | 0
|  | (c) Cost for 5 metres = a+b |  |  |  | 653.61
|  | Rate per metre = c/5 |  |  |  | 130.72
| vii | 300 mm dia pipe
Weight of 5m length = (412+450+487)/3 = 449.67 kgs
|  | (a) Labour charges for laying | kgs | 449.67 | 1.88 | 845.37
|  | (b) Overheads & Contractors Profit |  |  |  | 0
|  | (c) Cost for 5 metres = a+b |  |  |  | 845.37
|  | Rate per metre = c/5 |  |  |  | 169.07
| viii | 350 mm dia pipe
Weight of 5m length =(519+563+610)/3=564
|  | (a) Labour charges for laying | kgs | 564 | 1.88 | 1060.32
|  | (b) Overheads & Contractors Profit |  |  |  | 0
|  | (c) Cost for 5 metres = a+b |  |  |  | 1060.32
|  | Rate per metre = c/5 |  |  |  | 212.06
| ix | 400 mm dia pipe
Weight of 5m length =(631+690+744)/3=688.33
|  | (a) Labour charges for laying | kgs | 688.33 | 1.88 | 1294.06
|  | (b) Overheads & Contractors Profit |  |  |  | 0
|  | (c) Cost for 5 metres = a+b |  |  |  | 1294.06
|  | Rate per metre = c/5 |  |  |  | 258.81
| x | 450mm dia pipe s/s for 5m
Weight of 5m length =(761+836+901)/3=832.67
|  | (a) Labour charges for laying | kgs | 832.67 | 1.88 | 1565.41
|  | (b) Overheads & Contractors Profit |  |  |  | 0
|  | (c) Cost for 5 metres = a+b |  |  |  | 1565.41
|  | Rate per metre = c/5 |  |  |  | 313.08
| xi | 500 mm dia pipe
Weight of 5m length =(892+971+1049)/3=970.67
|  | (a) Labour charges for laying | kgs | 970.67 | 1.88 | 1824.85
|  | (b) Overheads & Contractors Profit |  |  |  | 0
|  | (c) Cost for 5 metres = a+b |  |  |  | 1824.85
|  | Rate per metre = c/5 |  |  |  | 364.97
| xii | 600 mm dia pipe
Weight of 5m length =(1188+1296+1404)/3=1296
|  | (a) Labour charges for laying | kgs | 1296 | 1.88 | 2436.48
|  | (b) Overheads & Contractors Profit |  |  |  | 0
|  | (c) Cost for 5 metres = a+b |  |  |  | 2436.48
|  | Rate per metre = c/5 |  |  |  | 487.3
| xiii | 700mm dia pipe s/s for 5m
Weight of 5m length =(1533+1675+1808)/3=1672
|  | (a) Labour charges for laying | kgs | 1672 | 1.88 | 3143.36
|  | (b) Overheads & Contractors Profit |  |  |  | 0
|  | (c) Cost for 5 metres = a+b |  |  |  | 3143.36
|  | Rate per metre = c/5 |  |  |  | 628.67
| xiv | 750 mm dia pipe
Weight of 5m length =(1718+1876+2029)/3=1874.33
|  | (a) Labour charges for laying | kgs | 1874.33 | 1.88 | 3523.74
|  | (b) Overheads & Contractors Profit |  |  |  | 0
|  | (c) Cost for 5 metres = a+b |  |  |  | 3523.74
|  | Rate per metre = c/5 |  |  |  | 704.75
| xv | 800 mm dia pipe
Weight of 5m length =(1922+2093+2263)/3=2092.67
|  | (a) Labour charges for laying | kgs | 2092.67 | 1.88 | 3934.21
|  | (b) Overheads & Contractors Profit |  |  |  | 0
|  | (c) Cost for 5 metres = a+b |  |  |  | 3934.21
|  | Rate per metre = c/5 |  |  |  | 786.84
| xvi | 900 mm dia pipe
Weight of 5m length =(2342+2544+2766)/3=2554
|  | (a) Labour charges for laying | kgs | 2544 | 1.88 | 4782.72
|  | (b) Overheads & Contractors Profit |  |  |  | 0
|  | (c) Cost for 5 metres = a+b |  |  |  | 4782.72
|  | Rate per metre = c/5 |  |  |  | 956.54
| xvii | 1000 mm dia pipe
Weight of 5m length =(2814+3072+3318)/3=3068
|  | (a) Labour charges for laying | kgs | 3068 | 1.88 | 5767.84
|  | (b) Overheads & Contractors Profit |  |  |  | 0
|  | (c) Cost for 5 metres = a+b |  |  |  | 5767.84
|  | Rate per metre = c/5 |  |  |  | 1153.57
PHE-LCIF-2 | 2 | Lowering C.I. / D.I. Pipes (all classes) and specials (fittings) with flanged ends carefully into trench and laying them true to alignment and gradient including all sundries but excluding cost and conveyance of pipes from source of supply. (Reference to specifications. BIS No.3114/1994)
Note : The cost of lowering and laying is taken as per sub analysis made for S/S ends.
Details of cost for 10m
| i | 80 mm dia pipe
Weight of 1m length = 19.8+(2x3.7)/2.75 = 22.49 kgs
|  | (a) Labour charges for laying | kgs | 22.49 | 1.88 | 42.28
|  | (b) Overheads & Contractors Profit |  |  |  | 0
|  | Rate per metre |  |  |  | 42.28
| ii | 100 mm dia pipe
Weight of 1m length = 25.4+(2x4.2)/2.75 = 28.45 kgs
|  | (a) Labour charges for laying | kgs | 28.45 | 1.88 | 53.48
|  | (b) Overheads & Contractors Profit |  |  |  | 0
|  | Rate per metre |  |  |  | 53.48
| iii | 125 mm dia pipe
Weight of 1m length = 33.1+(2x5.3)/2.75 = 36.95 kgs
|  | (a) Labour charges for laying | kgs | 36.95 | 1.88 | 69.46
|  | (b) Overheads & Contractors Profit |  |  |  | 0
|  | Rate per metre |  |  |  | 69.46
| iv | 150mm dia pipe
Weight of 1m length = 41.6+(2x6.7)/2.75 = 46.47 kgs
|  | (a) Labour charges for laying | kgs | 46.47 | 1.88 | 87.36
|  | (b) Overheads & Contractors Profit |  |  |  | 0
|  | Rate per metre |  |  |  | 87.36
| v | 200 mm dia pipe
Weight of 1m length = 60.1+(2x9.3)/2.75 = 66.86 kgs
|  | (a) Labour charges for laying | kgs | 66.86 | 1.88 | 125.69
|  | (b) Overheads & Contractors Profit |  |  |  | 0
|  | Rate per metre |  |  |  | 125.69
| vi | 250 mm dia pipe
Weight of 1m length = 81.8+(2x12)/2.75 = 90.53 kgs
|  | (a) Labour charges for laying | kgs | 90.53 | 1.88 | 170.19
|  | (b) Overheads & Contractors Profit |  |  |  | 0
|  | Rate per metre |  |  |  | 170.19
| vii | 300 mm dia pipe
Weight of 1m length = 106.1+(2x14.8)/2.75 = 116.86 kgs
|  | (a) Labour charges for laying | kgs | 116.86 | 1.88 | 219.69
|  | (b) Overheads & Contractors Profit |  |  |  | 0
|  | Rate per metre |  |  |  | 219.69
| viii | 350 mm dia pipe
Weight of 1m length = 133.5+(2x19)/2.75 = 147.32 kgs
|  | (a) Labour charges for laying | kgs | 147.32 | 1.88 | 276.96
|  | (b) Overheads & Contractors Profit |  |  |  | 0
|  | Rate per metre |  |  |  | 276.96
| ix | 400 mm dia pipe
Weight of 1m length = 162.6+(2x23.4)/2.75 = 179.62 kgs
|  | (a) Labour charges for laying | kgs | 179.62 | 1.88 | 337.68
|  | (b) Overheads & Contractors Profit |  |  |  | 0
|  | Rate per metre |  |  |  | 337.68
| x | 450mm dia pipe
Weight of 1m length = 197+(2x26.5)/2.75 = 216.27 kgs
|  | (a) Labour charges for laying | kgs | 216.27 | 1.88 | 406.58
|  | (b) Overheads & Contractors Profit |  |  |  | 0
|  | Rate per metre |  |  |  | 406.58
| xi | 500 mm dia pipe
Weight of 1m length = 229.3+(2x32.1)/2.75 = 252.65 kgs
|  | (a) Labour charges for laying | kgs | 252.65 | 1.88 | 474.98
|  | (b) Overheads & Contractors Profit |  |  |  | 0
|  | Rate per metre |  |  |  | 474.98
| xii | 600 mm dia pipe
Weight of 1m length = 306.5+(2x44)/2.75 = 338.5 kgs
|  | (a) Labour charges for laying | kgs | 338.5 | 1.88 | 636.38
|  | (b) Overheads & Contractors Profit |  |  |  | 0
|  | Rate per metre |  |  |  | 636.38
| xiii | 700mm dia pipe s/s for 5m
Weight of 1m length = 394.3+(2x59.9)/2.75 = 437.86 kgs
|  | (a) Labour charges for laying | kgs | 437.86 | 1.88 | 823.17
|  | (b) Overheads & Contractors Profit |  |  |  | 0
|  | Rate per metre |  |  |  | 823.17
| xiv | 750 mm dia pipe
Weight of 1m length = 443.8+(2x59.7)/2.75 = 494.49 kgs
|  | (a) Labour charges for laying | kgs | 494.49 | 1.88 | 929.64
|  | (b) Overheads & Contractors Profit |  |  |  | 0
|  | Rate per metre |  |  |  | 929.64
PHE-LCIF-2A | 2 A | Sub Analysis : (Basic Data)
|  | OBSERVED DATA FOR TESTING OF 450 MM DIA PSC MAIN : Pumping main to Hydralic field test pressure including transportation of Water with minimum lead of 500 M | [7 empty] | TESTING
(Length = 500 Mts) taking out put / 500 Mts. Unit = 1 Rmt.
Labour
Fitters (2 x 3 days)
|  | Fitters I Class | day | 3 | 705 | 2115
|  | Fitters II Class | day | 3 | 605 | 1815
Machinery
|  | Hire chargers for Hydralic field test pressure testing including transportation of water @ Rs. 1200/- (1000+200) / day | days | 3 | 1200 | 3600 | To be confirmed |  | 0.15896
|  | Materials | [6 empty] | 79.4813
|  | Pressure guage | Nos | 0.05 | 1500 | 75 | LR |  | 626
|  | 3/4" G.I. Pipe (20 mm) | RM | 3 | 226.5 | 679.5 |  |  | 6160
|  | Specials | Ls | 1 | 500 | 500 |  |  | 2551.2
|  | Dummies | No. | 0.1 | 1500 | 150 | LR
|  | Diesel (2 Lts. / Hr) 30 Hrs. | Lts. | 60 | 99.43 | 5965.8
|  | (T) Total Rate per 500 Mts. |  |  |  | 14900.3 |  | 3930 | 0.26375 | 0.17466
|  | (r) Rate per 1 Rmt for 450 mm dia |  |  |  | 29.8
|  | (R) Rate per 1 Rmt for 10 mm dia = (10/450) x r |  |  |  | 0.66222
Note : Proportionate Testing Charges may be arrived, keeping the diametre of pipe based on this analysis, for an varities of pipes for various Dia Pipes.
PHE-JCIS-3 | 3 | Jointing CI /DI pipes & fittings with s/s ends including cost of pig lead, hemp yarn and sundries such as cost of fuel for melting lead, filling with water with lead up to 500m and testing to required pressure complete. (Reference to specifications. BIS No.3114/94/12288:1997) | [7 empty] | CI/DI S/S PIG IRON JOINTING
Details of cost for 10 joints
| i | 80 mm dia pipe
a) Labour
|  | Plumber 1st class | day | 0.135 | 750 | 101.25
|  | Plumber 2nd class | day | 0.32 | 605 | 193.6
|  | Man mazdoor | day | 1.2 | 560 | 672
b) Material
|  | Fuel wood | q | 0.19 | 840 | 159.6
|  | Kerosene | litre | 0.33 | 72.38 | 23.88
|  | Spun yarn | kg | 1 | 128 | 128
|  | Pig lead | kg | 20 | 316 | 6320
c) Testing
|  | Testing of Pipelines with required pressure as per relevant IS Specification including filling with water with a water lead upto 500 M, including hire charges of testing equipment and Materials needed for testing (as per Sub Analysis 2 A) | rm | 50 | 5.2978 | 264.88
|  | (d) Total = a+b+c |  |  |  | 7863.21
|  | (e) Add for water charges @ 1%on Labour & Testing Charges |  |  |  | 12.32 |  | 1231.73
|  | (f) Total = d+e |  |  |  | 7875.53
|  | (g) Overheads & Contractors Profit |  |  |  | 0
|  | (h) Cost for 10 joints (f+g) |  |  |  | 7875.53
|  | Rate per joint =h/10 |  |  |  | 787.55
| ii | 100 mm dia pipe
a) Labour
|  | Plumber 1st class | day | 0.22 | 750 | 165
|  | Plumber 2nd class | day | 0.53 | 605 | 320.65
|  | Man mazdoor | day | 1.5 | 560 | 840
b) Material
|  | Fuel wood | q | 0.25 | 840 | 210
|  | Kerosene | litre | 0.33 | 72.38 | 23.88
|  | Spun yarn | kg | 1.8 | 128 | 230.4
|  | Pig lead | kg | 24 | 316 | 7584
c) Testing
|  | Testing of Pipelines with required pressure as per relevant IS Specification including filling with water with a water lead upto 500 M, including hire charges of testing equipment and Materials needed for testing (as per Sub Analysis 2 A) | rm | 50 | 6.6222 | 331.11
|  | (d) Total = a+b+c |  |  |  | 9705.04
|  | (e) Add for water charges @ 1% on Labour & Testing Charges |  |  |  | 16.57 |  | 1656.76
|  | (f) Total = d+e |  |  |  | 9721.61
|  | (g) Overheads & Contractors Profit |  |  |  | 0
|  | (h) Cost for 10 joints (f+g) |  |  |  | 9721.61
|  | Rate per joint =h/10 |  |  |  | 972.16
| iii | 125 mm dia pipe
a) Labour
|  | Plumber 1st class | day | 0.22 | 750 | 165
|  | Plumber 2nd class | day | 0.53 | 605 | 320.65
|  | Man mazdoor | day | 1.5 | 560 | 840
b) Material
|  | Fuel wood | q | 0.37 | 840 | 310.8
|  | Kerosene | litre | 0.7 | 72.38 | 50.66
|  | Spun yarn | kg | 2 | 128 | 256
|  | Pig lead | kg | 28 | 316 | 8848
c) Testing
|  | Testing of Pipelines with required pressure as per relevant IS Specification including filling with water with a water lead upto 500 M, including hire charges of testing equipment, labour and Materials needed for testing (as per Sub Analysis 2 A) | rm | 50 | 8.2778 | 413.88
|  | (d) Total = a+b+c |  |  |  | 11204.99
|  | (e) Add for water charges @ 1%on Labour & Testing Charges |  |  |  | 17.4 |  | 1739.53
|  | (f) Total = d+e |  |  |  | 11222.39
|  | (g) Overheads & Contractors Profit |  |  |  | 0
|  | (h) Cost for 10 joints (f+g) |  |  |  | 11222.39
|  | Rate per joint =h/10 |  |  |  | 1122.24
| iv | 150 mm dia pipe
a) Labour
|  | Plumber 1st class | day | 0.27 | 750 | 202.5
|  | Plumber 2nd class | day | 0.63 | 605 | 381.15
|  | Man mazdoor | day | 1.65 | 560 | 924
b) Material
|  | Fuel wood | q | 0.42 | 840 | 352.8
|  | Kerosene | litre | 0.76 | 72.38 | 55
|  | Spun yarn | kg | 2 | 128 | 256
|  | Pig lead | kg | 36 | 316 | 11376
c) Testing
|  | Testing of Pipelines with required pressure as per relevant IS Specification including filling with water with a water lead upto 500 M, including hire charges of testing equipment, labour and Materials needed for testing (as per Sub Analysis 2 A) | rm | 50 | 9.9333 | 496.66
|  | (d) Total = a+b+c |  |  |  | 14044.11
|  | (e) Add for water charges @ 1%on Labour & Testing Charges |  |  |  | 20.04 |  | 2004.31
|  | (f) Total = d+e |  |  |  | 14064.15
|  | (g) Overheads & Contractors Profit |  |  |  | 0
|  | (h) Cost for 10 joints (f+g) |  |  |  | 14064.15
|  | Rate per joint =h/10 |  |  |  | 1406.42
| v | 200 mm dia pipe
a) Labour
|  | Plumber 1st class | day | 0.27 | 750 | 202.5
|  | Plumber 2nd class | day | 0.63 | 605 | 381.15
|  | Man mazdoor | day | 1.65 | 560 | 924
b) Material
|  | Fuel wood | q | 0.56 | 840 | 470.4
|  | Kerosene | litre | 0.756 | 72.38 | 54.71
|  | Spun yarn | kg | 3 | 128 | 384
|  | Pig lead | kg | 54 | 316 | 17064
c) Testing
|  | Testing of Pipelines with required pressure as per relevant IS Specification including filling with water with a water lead upto 500 M, including hire charges of testing equipment, labour and Materials needed for testing (as per Sub Analysis 2 A) | rm | 50 | 13.2444 | 662.22
|  | (d) Total = a+b+c |  |  |  | 20142.98
|  | (e) Add for water charges @ 1%on Labour & Testing Charges |  |  |  | 21.7 |  | 2169.87
|  | (f) Total = d+e |  |  |  | 20164.68
|  | (g) Overheads & Contractors Profit |  |  |  | 0
|  | (h) Cost for 10 joints (f+g) |  |  |  | 20164.68
|  | Rate per joint =h/10 |  |  |  | 2016.47
| vi | 250 mm dia pipe
a) Labour
|  | Plumber 1st class | day | 0.28 | 750 | 210
|  | Plumber 2nd class | day | 0.65 | 605 | 393.25
|  | Man mazdoor | day | 1.8 | 560 | 1008
b) Material
|  | Fuel wood | q | 0.65 | 840 | 546
|  | Kerosene | litre | 1.14 | 72.38 | 82.51
|  | Spun yarn | kg | 3.5 | 128 | 448
|  | Pig lead | kg | 66 | 316 | 20856
c) Testing
|  | Testing of Pipelines with required pressure as per relevant IS Specification including filling with water with a water lead upto 500 M, including hire charges of testing equipment, labour and Materials needed for testing (as per Sub Analysis 2 A) | rm | 50 | 16.5556 | 827.77
|  | (d) Total = a+b+c |  |  |  | 24371.53
|  | (e) Add for water charges @ 1%on Labour & Testing Charges |  |  |  | 24.39 |  | 2439.02
|  | (f) Total = d+e |  |  |  | 24395.92
|  | (g) Overheads & Contractors Profit |  |  |  | 0
|  | (h) Cost for 10 joints (f+g) |  |  |  | 24395.92
|  | Rate per joint =h/10 |  |  |  | 2439.59
| vii | 300 mm dia pipe
a) Labour
|  | Plumber 1st class | day | 0.36 | 750 | 270
|  | Plumber 2nd class | day | 0.84 | 605 | 508.2
|  | Man mazdoor | day | 1.8 | 560 | 1008
b) Material
|  | Fuel wood | q | 0.75 | 840 | 630
|  | Kerosene | litre | 1.52 | 72.38 | 110.01
|  | Spun yarn | kg | 4.8 | 128 | 614.4
|  | Pig lead | kg | 76 | 316 | 24016
c) Testing
|  | Testing of Pipelines with required pressure as per relevant IS Specification including filling with water with a water lead upto 500 M, including hire charges of testing equipment, labour and Materials needed for testing (as per Sub Analysis 2 A) | rm | 50 | 19.8667 | 993.33
|  | (d) Total = a+b+c |  |  |  | 28149.94
|  | (e) Add for water charges @ 1%on Labour & Testing Charges |  |  |  | 27.8 |  | 2779.53
|  | (f) Total = d+e |  |  |  | 28177.74
|  | (g) Overheads & Contractors Profit |  |  |  | 0
|  | (h) Cost for 10 joints (f+g) |  |  |  | 28177.74
|  | Rate per joint =h/10 |  |  |  | 2817.77
| viii | 350 mm dia pipe
a) Labour
|  | Plumber 1st class | day | 0.4 | 750 | 300
|  | Plumber 2nd class | day | 0.95 | 605 | 574.75
|  | Man mazdoor | day | 2.25 | 560 | 1260
b) Material
|  | Fuel wood | q | 0.93 | 840 | 781.2
|  | Kerosene | litre | 1.7 | 72.38 | 123.04
|  | Spun yarn | kg | 6 | 128 | 768
|  | Pig lead | kg | 90 | 316 | 28440
c) Testing
|  | Testing of Pipelines with required pressure as per relevant IS Specification including filling with water with a water lead upto 500 M, including hire charges of testing equipment, labour and Materials needed for testing (as per Sub Analysis 2 A) | rm | 50 | 23.1778 | 1158.88
|  | (d) Total = a+b+c |  |  |  | 33405.87
|  | (e) Add for water charges @ 1%on Labour & Testing Charges |  |  |  | 32.94 |  | 3293.63
|  | (f) Total = d+e |  |  |  | 33438.81
|  | (g) Overheads & Contractors Profit |  |  |  | 0
|  | (h) Cost for 10 joints (f+g) |  |  |  | 33438.81
|  | Rate per joint =h/10 |  |  |  | 3343.88
| ix | 400 mm dia pipe
a) Labour
|  | Plumber 1st class | day | 0.31 | 750 | 232.5
|  | Plumber 2nd class | day | 0.74 | 605 | 447.7
|  | Man mazdoor | day | 2.25 | 560 | 1260
b) Material
|  | Fuel wood | q | 1.12 | 840 | 940.8
|  | Kerosene | litre | 1.7 | 72.38 | 123.04
|  | Spun yarn | kg | 7.5 | 128 | 960
|  | Pig lead | kg | 105 | 316 | 33180
c) Testing
|  | Testing of Pipelines with required pressure as per relevant IS Specification including filling with water with a water lead upto 500 M, including hire charges of testing equipment, labour and Materials needed for testing (as per Sub Analysis 2 A) | rm | 50 | 26.4889 | 1324.44
|  | (d) Total = a+b+c |  |  |  | 38468.48
|  | (e) Add for water charges @ 1%on Labour & Testing Charges |  |  |  | 32.65 |  | 3264.64
|  | (f) Total = d+e |  |  |  | 38501.13
|  | (g) Overheads & Contractors Profit |  |  |  | 0
|  | (h) Cost for 10 joints (f+g) |  |  |  | 38501.13
|  | Rate per joint =h/10 |  |  |  | 3850.11
| x | 450 mm dia pipe
a) Labour
|  | Plumber 1st class | day | 0.54 | 750 | 405
|  | Plumber 2nd class | day | 1.26 | 605 | 762.3
|  | Man mazdoor | day | 2.55 | 560 | 1428
b) Material
|  | Fuel wood | q | 1.21 | 840 | 1016.4
|  | Kerosene | litre | 2.27 | 72.38 | 164.3
|  | Spun yarn | kg | 9.5 | 128 | 1216
|  | Pig lead | kg | 150 | 316 | 47400
c) Testing
|  | Testing of Pipelines with required pressure as per relevant IS Specification including filling with water with a water lead upto 500 M, including hire charges of testing equipment, labour and Materials needed for testing (as per Sub Analysis 2 A) | rm | 50 | 29.8 | 1490
|  | (d) Total = a+b+c |  |  |  | 53882
|  | (e) Add for water charges @ 1%on Labour & Testing Charges |  |  |  | 40.85 |  | 4085.3
|  | (f) Total = d+e |  |  |  | 53922.85
|  | (g) Overheads & Contractors Profit |  |  |  | 0
|  | (h) Cost for 10 joints (f+g) |  |  |  | 53922.85
|  | Rate per joint =h/10 |  |  |  | 5392.29
| xi | 500 mm dia pipe
a) Labour
|  | Plumber 1st class | day | 0.58 | 750 | 435
|  | Plumber 2nd class | day | 1.37 | 605 | 828.85
|  | Man mazdoor | day | 2.7 | 560 | 1512
b) Material
|  | Fuel wood | q | 1.31 | 840 | 1100.4
|  | Kerosene | litre | 2.27 | 72.38 | 164.3
|  | Spun yarn | kg | 10 | 128 | 1280
|  | Pig lead | kg | 160 | 316 | 50560
c) Testing
|  | Testing of Pipelines with required pressure as per relevant IS Specification including filling with water with a water lead upto 500 M, including hire charges of testing equipment, labour and Materials needed for testing (as per Sub Analysis 2 A) | rm | 50 | 33.1111 | 1655.55
|  | (d) Total = a+b+c |  |  |  | 57536.1
|  | (e) Add for water charges @ 1%on Labour & Testing Charges |  |  |  | 44.31 |  | 4431.4
|  | (f) Total = d+e |  |  |  | 57580.41
|  | (g) Overheads & Contractors Profit |  |  |  | 0
|  | (h) Cost for 10 joints (f+g) |  |  |  | 57580.41
|  | Rate per joint =h/10 |  |  |  | 5758.04
| xii | 600 mm dia pipe
a) Labour
|  | Plumber 1st class | day | 0.68 | 750 | 510
|  | Plumber 2nd class | day | 1.57 | 605 | 949.85
|  | Man mazdoor | day | 3 | 560 | 1680
b) Material
|  | Fuel wood | q | 1.68 | 840 | 1411.2
|  | Kerosene | litre | 2.54 | 72.38 | 183.84
|  | Spun yarn | kg | 12 | 128 | 1536
|  | Pig lead | kg | 205 | 316 | 64780
c) Testing
|  | Testing of Pipelines with required pressure as per relevant IS Specification including filling with water with a water lead upto 500 M, including hire charges of testing equipment, labour and Materials needed for testing (as per Sub Analysis 2 A) | rm | 50 | 39.7333 | 1986.66
|  | (d) Total = a+b+c |  |  |  | 73037.55
|  | (e) Add for water charges @ 1%on Labour & Testing Charges |  |  |  | 51.27 |  | 5126.51
|  | (f) Total = d+e |  |  |  | 73088.82
|  | (g) Overheads & Contractors Profit |  |  |  | 0
|  | (h) Cost for 10 joints (f+g) |  |  |  | 73088.82
|  | Rate per joint =h/10 |  |  |  | 7308.88
| xiii | 700 mm dia pipe
a) Labour
|  | Plumber 1st class | day | 0.77 | 750 | 577.5
|  | Plumber 2nd class | day | 1.78 | 605 | 1076.9
|  | Man mazdoor | day | 3.3 | 560 | 1848
b) Material
|  | Fuel wood | q | 2.1 | 840 | 1764
|  | Kerosene | litre | 3.2 | 72.38 | 231.61
|  | Spun yarn | kg | 13.5 | 128 | 1728
|  | Pig lead | kg | 240 | 316 | 75840
c) Testing
|  | Testing of Pipelines with required pressure as per relevant IS Specification including filling with water with a water lead upto 500 M, including hire charges of testing equipment, labour and Materials needed for testing (as per Sub Analysis 2 A) | rm | 50 | 46.3556 | 2317.77
|  | (d) Total = a+b+c |  |  |  | 85383.78
|  | (e) Add for water charges @ 1%on Labour & Testing Charges |  |  |  | 58.2 |  | 5820.17
|  | (f) Total = d+e |  |  |  | 85441.98
|  | (g) Overheads & Contractors Profit |  |  |  | 0
|  | (h) Cost for 10 joints (f+g) |  |  |  | 85441.98
|  | Rate per joint =h/10 |  |  |  | 8544.2
| xiv | 750 mm dia pipe
a) Labour
|  | Plumber 1st class | day | 0.77 | 750 | 577.5
|  | Plumber 2nd class | day | 1.78 | 605 | 1076.9
|  | Man mazdoor | day | 3.3 | 560 | 1848
b) Material
|  | Fuel wood | q | 2.4 | 840 | 2016
|  | Kerosene | litre | 3.5 | 72.38 | 253.33
|  | Spun yarn | kg | 14.5 | 128 | 1856
|  | Pig lead | kg | 270 | 316 | 85320
c) Testing
|  | Testing of Pipelines with required pressure as per relevant IS Specification including filling with water with a water lead upto 500 M, including hire charges of testing equipment, labour and Materials needed for testing (as per Sub Analysis 2 A) | rm | 50 | 49.6667 | 2483.33
|  | (d) Total = a+b+c |  |  |  | 95431.06
|  | (e) Add for water charges @ 1%on Labour & Testing Charges |  |  |  | 59.86 |  | 5985.73
|  | (f) Total = d+e |  |  |  | 95490.92
|  | (g) Overheads & Contractors Profit |  |  |  | 0
|  | (h) Cost for 10 joints (f+g) |  |  |  | 95490.92
|  | Rate per joint =h/10 |  |  |  | 9549.09
| xv | 800 mm dia pipe
a) Labour
|  | Plumber 1st class | day | 0.77 | 750 | 577.5
|  | Plumber 2nd class | day | 1.78 | 605 | 1076.9
|  | Man mazdoor | day | 3.3 | 560 | 1848
b) Material
|  | Fuel wood | q | 2.33 | 840 | 1957.2
|  | Kerosene | litre | 3.41 | 72.38 | 246.81
|  | Spun yarn | kg | 15.3 | 128 | 1958.4
|  | Pig lead | kg | 325 | 316 | 102700
c) Testing
|  | Testing of Pipelines with required pressure as per relevant IS Specification including filling with water with a water lead upto 500 M, including hire charges of testing equipment and Labour, Materials needed for testing (as per Sub Analysis 2 A) | rm | 50 | 52.9778 | 2648.88
|  | (d) Total = a+b+c |  |  |  | 113013.69
|  | (e) Add for water charges @ 1% on Labour & Testing Charges |  |  |  | 61.51 |  | 6151.28
|  | (f) Total = d+e |  |  |  | 113075.2
|  | (g) Overheads & Contractors Profit |  |  |  | 0
|  | (h) Cost for 10 joints (f+g) |  |  |  | 113075.2
|  | Rate per joint =h/10 |  |  |  | 11307.52
PHE-JCIR-4 | 4 | Jointing C.I., D.I. pipes and fittings with rubber gasket (push-on-joint), excluding the cost of the gasket but including all sundries filling with water, with a water lead up to 500m and testing to required pressure, etc. complete Reference to specifications IS 3114/1994/12888/1987 | [7 empty] | CI/DI S/S RUBBER GASKET JOINTING
Note : Rubber Gaskets shall be added seperately.
Details of cost for 10 Joints
| i | 80 mm dia pipe
a) Labour
|  | Plumber 2nd class | day | 0.3 | 605 | 181.5
|  | Man mazdoor | day | 0.8 | 560 | 448
b) Material
|  | Rubber gasket | each | 10 | 45 | 450
c) Testing
|  | Testing of Pipelines with required pressure as per relevant IS Specification including filling with water with a water lead upto 500 M, including hire charges of testing equipment, labour and Materials needed for testing (as per Sub Analysis 2 A) | rm | 50 | 5.2978 | 264.89
|  | (d) Total = a+b+c |  |  |  | 1344.39
|  | (e) Add for water charges @ 1% on Labour & Testing Charges |  |  |  | 8.94 |  | 894.39 | 0.66088 | 89.437 | 17.8874
|  | (f) Total = d+e+f |  |  |  | 1353.33
|  | (g) Overheads & Contractors Profit |  |  |  | 0
|  | (h) Cost for 10 joints (f+g) |  |  |  | 1353.33 |  |  |  |  | dia | joint | /5 | joint dividied by 5
|  | Rate per joint = h/10 |  |  |  | 135.33 |  | 13.533 | 27.066 | 80 | 80 | 135.33 | 27.07
| ii | 100 mm dia pipe | [7 empty] | 100 | 100 | 167.02 | 33.4
|  | a) Labour | [7 empty] | 125 | 125 | 212.92 | 42.58
|  | Plumber 2nd class | day | 0.3 | 605 | 181.5 |  |  |  | 150 | 150 | 251.04 | 50.21
|  | Man mazdoor | day | 0.8 | 560 | 448 |  |  |  | 200 | 200 | 288.76 | 57.75
|  | b) Material | [7 empty] | 250 | 250 | 327.36 | 65.47
|  | Rubber gasket | each | 10 | 70 | 700 |  |  |  | 300 | 300 | 427.08 | 85.42
|  | c) Testing | [7 empty] | 350 | 350 | 522.88 | 104.58
|  | Testing of Pipelines with required pressure as per relevant IS Specification including filling with water with a water lead upto 500 M, including hire charges of testing equipment, labour and Materials needed for testing (as per Sub Analysis 2 A) | rm | 50 | 6.6222 | 331.11 |  |  |  | 400 | 400 | 573.71 | 114.74
|  | (d) Total = a+b+c |  |  |  | 1660.61 |  |  |  | 450 | 450 | 689.27 | 137.85
|  | (e) Add for water charges @ 1% on Labour & Testing Charges |  |  |  | 9.61 |  | 960.61 |  | 500 | 500 | 826.46 | 165.29
|  | (f) Total = d+e+f |  |  |  | 1670.22 |  | 0.57514 |  | 600 | 600 | 1009.43 | 201.89
|  | (g) Overheads & Contractors Profit |  |  |  | 0 |  | 96.0598 |  | 700 | 700 | 1265.41 | 253.08
|  | (h) Cost for 10 joints (f+g) |  |  |  | 1670.22 |  | 19.212 |  | 750 | 750 | 1425.13 | 285.03
|  | Rate per joint = h/10 |  |  |  | 167.02 |  |  |  | 800 | 800 | 1914.23 | 382.85
| iii | 125 mm dia pipe | [7 empty] | 900 | 900 | 2265.27 | 453.05
|  | a) Labour | [7 empty] | 1000 | 1000 | 2479.73 | 495.95
|  | Plumber 2nd class | day | 0.5 | 605 | 302.5
|  | Man mazdoor | day | 1 | 560 | 560
b) Material
|  | Rubber gasket | each | 10 | 84 | 840
c) Testing
|  | Testing of Pipelines with required pressure as per relevant IS Specification including filling with water with a water lead upto 500 M, including hire charges of testing equipment, labour and Materials needed for testing (as per Sub Analysis 2 A) | rm | 50 | 8.2778 | 413.89
|  | (d) Total = a+b+c |  |  |  | 2116.39
|  | (e) Add for water charges @ 1% on Labour & Testing Charges |  |  |  | 12.76 |  | 1276.39
|  | (f) Total = d+e+f |  |  |  | 2129.15 |  | 0.59948
|  | (g) Overheads & Contractors Profit |  |  |  | 0 |  | 127.642
|  | (h) Cost for 10 joints (f+g) |  |  |  | 2129.15 |  | 25.5284
|  | Rate per joint = h/10 |  |  |  | 212.92
| iv | 150 mm dia pipe
a) Labour
|  | Plumber 2nd class | day | 0.6 | 605 | 363
|  | Man mazdoor | day | 1.1 | 560 | 616
b) Material
|  | Rubber gasket | each | 10 | 102 | 1020
c) Testing
|  | Testing of Pipelines with required pressure as per relevant IS Specification including filling with water with a water lead upto 500 M, including hire charges of testing equipment, labour and Materials needed for testing (as per Sub Analysis 2 A) | rm | 50 | 9.9333 | 496.67
|  | (d) Total = a+b+c |  |  |  | 2495.67
|  | (e) Add for water charges @ 1% on Labour & Testing Charges |  |  |  | 14.76 |  | 1475.67
|  | (f) Total = d+e+f |  |  |  | 2510.43 |  | 0.58782
|  | (g) Overheads & Contractors Profit |  |  |  | 0 |  | 147.5652
|  | (h) Cost for 10 joints (f+g) |  |  |  | 2510.43 |  | 29.513
|  | Rate per joint = h/10 |  |  |  | 251.04
| v | 200 mm dia pipe
a) Labour
|  | Plumber 2nd class | day | 0.6 | 605 | 363
|  | Man mazdoor | day | 1.1 | 560 | 616
b) Material
|  | Rubber gasket | each | 10 | 123 | 1230
c) Testing
|  | Testing of Pipelines with required pressure as per relevant IS Specification including filling with water with a water lead upto 500 M, including hire charges of testing equipment, labour and Materials needed for testing (as per Sub Analysis 2 A) | rm | 50 | 13.2444 | 662.22
|  | (d) Total = a+b+c |  |  |  | 2871.22
|  | (e) Add for water charges @ 1% on Labour & Testing Charges |  |  |  | 16.41 |  | 1641.22
|  | (f) Total = d+e+f |  |  |  | 2887.63 |  | 0.56836
|  | (g) Overheads & Contractors Profit |  |  |  | 0 |  | 164.1203
|  | (h) Cost for 10 joints (f+g) |  |  |  | 2887.63 |  | 32.8241
|  | Rate per joint = h/10 |  |  |  | 288.76
| vi | 250 mm dia pipe
a) Labour
|  | Plumber 2nd class | day | 0.62 | 605 | 375.1
|  | Man mazdoor | day | 1.2 | 560 | 672
b) Material
|  | Rubber gasket | each | 10 | 138 | 1380
c) Testing
|  | Testing of Pipelines with required pressure as per relevant IS Specification including filling with water with a water lead upto 500 M, including hire charges of testing equipment, labour and Materials needed for testing (as per Sub Analysis 2 A) | rm | 50 | 16.5556 | 827.78
|  | (d) Total = a+b+c |  |  |  | 3254.88
|  | (e) Add for water charges @ 1% on Labour & Testing Charges |  |  |  | 18.75 |  | 1874.88
|  | (f) Total = d+e+f |  |  |  | 3273.63 |  | 0.57272
|  | (g) Overheads & Contractors Profit |  |  |  | 0 |  | 187.4863
|  | (h) Cost for 10 joints (f+g) |  |  |  | 3273.63 |  | 37.4973
|  | Rate per joint = h/10 |  |  |  | 327.36
| vii | 300 mm dia pipe
a) Labour
|  | Plumber 2nd class | day | 0.8 | 605 | 484
|  | Man mazdoor | day | 1.2 | 560 | 672
b) Material
|  | Rubber gasket | each | 10 | 210 | 2100
c) Testing
|  | Testing of Pipelines with required pressure as per relevant IS Specification including filling with water with a water lead upto 500 M, including hire charges of testing equipment, labour and Materials needed for testing (as per Sub Analysis 2 A) | rm | 50 | 19.8667 | 993.33
|  | (d) Total = a+b+c |  |  |  | 4249.33
|  | (e) Add for water charges @ 1% on Labour & Testing Charges |  |  |  | 21.49 |  | 2149.33
|  | (f) Total = d+e+f |  |  |  | 4270.82 |  | 0.50326
|  | (g) Overheads & Contractors Profit |  |  |  | 0 |  | 214.932
|  | (h) Cost for 10 joints (f+g) |  |  |  | 4270.82 |  | 42.9864
|  | Rate per joint = h/10 |  |  |  | 427.08
| viii | 350 mm dia pipe
a) Labour
|  | Plumber 2nd class | day | 0.9 | 605 | 544.5
|  | Man mazdoor | day | 1.5 | 560 | 840
b) Material
|  | Rubber gasket | each | 10 | 266 | 2660
c) Testing
|  | Testing of Pipelines with required pressure as per relevant IS Specification including filling with water with a water lead upto 500 M, including hire charges of testing equipment, labour and Materials needed for testing (as per Sub Analysis 2 A) | rm | 50 | 23.1778 | 1158.89
|  | (d) Total = a+b+c |  |  |  | 5203.39
|  | (e) Add for water charges @ 1% on Labour & Testing Charges |  |  |  | 25.43 |  | 2543.39
|  | (f) Total = d+e+f |  |  |  | 5228.82 |  | 0.48642
|  | (g) Overheads & Contractors Profit |  |  |  | 0 |  | 254.338
|  | (h) Cost for 10 joints (f+g) |  |  |  | 5228.82 |  | 50.8676
|  | Rate per joint = h/10 |  |  |  | 522.88
| viii | 400 mm dia pipe
a) Labour
|  | Plumber 2nd class | day | 1 | 605 | 605
|  | Man mazdoor | day | 1.5 | 560 | 840
b) Material
|  | Rubber gasket | each | 10 | 294 | 2940
c) Testing
|  | Testing of Pipelines with required pressure as per relevant IS Specification including filling with water with a water lead upto 500 M, including hire charges of testing equipment, labour and Materials needed for testing (as per Sub Analysis 2 A) | rm | 50 | 26.4889 | 1324.44
|  | (d) Total = a+b+c |  |  |  | 5709.44
|  | (e) Add for water charges @ 1% on Labour & Testing Charges |  |  |  | 27.69 |  | 2769.44
|  | (f) Total = d+e+f |  |  |  | 5737.13 |  | 0.48272
|  | (g) Overheads & Contractors Profit |  |  |  | 0 |  | 276.9426
|  | (h) Cost for 10 joints (f+g) |  |  |  | 5737.13 |  | 55.3885
|  | Rate per joint = h/10 |  |  |  | 573.71
| ix | 450 mm dia pipe
a) Labour
|  | Plumber 2nd class | day | 1.2 | 750 | 900
|  | Man mazdoor | day | 1.7 | 605 | 1028.5
b) Material
|  | Rubber gasket | each | 10 | 344 | 3440
c) Testing
|  | Testing of Pipelines with required pressure as per relevant IS Specification including filling with water with a water lead upto 500 M, including hire charges of testing equipment, labour and Materials needed for testing (as per Sub Analysis 2 A) | rm | 50 | 29.8 | 1490
|  | (d) Total = a+b+c |  |  |  | 6858.5
|  | (e) Add for water charges @ 1% on Labour & Testing Charges |  |  |  | 34.19 |  | 3418.5
|  | (f) Total = d+e+f |  |  |  | 6892.69 |  | 0.49596
|  | (g) Overheads & Contractors Profit |  |  |  | 0 |  | 341.8505
|  | (h) Cost for 10 joints (f+g) |  |  |  | 6892.69 |  | 68.3701
|  | Rate per joint = h/10 |  |  |  | 689.27
| x | 500 mm dia pipe
a) Labour
|  | Plumber 2nd class | day | 1.3 | 605 | 786.5
|  | Man mazdoor | day | 1.8 | 560 | 1008
b) Material
|  | Rubber gasket | each | 10 | 478 | 4780
c) Testing
|  | Testing of Pipelines with required pressure as per relevant IS Specification including filling with water with a water lead upto 500 M, including hire charges of testing equipment, labour and Materials needed for testing (as per Sub Analysis 2 A) | rm | 50 | 33.1111 | 1655.56
|  | (d) Total = a+b+c |  |  |  | 8230.06
|  | (e) Add for water charges @ 1% on Labour & Testing Charges |  |  |  | 34.5 |  | 3450.06
|  | (f) Total = d+e+f |  |  |  | 8264.56 |  | 0.41745
|  | (g) Overheads & Contractors Profit |  |  |  | 0 |  | 345.0077
|  | (h) Cost for 10 joints (f+g) |  |  |  | 8264.56 |  | 69.0015
|  | Rate per joint = h/10 |  |  |  | 826.46
| xi | 600 mm dia pipe
a) Labour
|  | Plumber 2nd class | day | 1.5 | 605 | 907.5
|  | Man mazdoor | day | 2 | 560 | 1120
b) Material
|  | Rubber gasket | each | 10 | 604 | 6040
c) Testing
|  | Testing of Pipelines with required pressure as per relevant IS Specification including filling with water with a water lead upto 500 M, including hire charges of testing equipment, labour and Materials needed for testing (as per Sub Analysis 2 A) | rm | 50 | 39.7333 | 1986.67
|  | (d) Total = a+b+c |  |  |  | 10054.17
|  | (e) Add for water charges @ 1% on Labour & Testing Charges |  |  |  | 40.14 |  | 4014.17
|  | (f) Total = d+e+f |  |  |  | 10094.31 |  | 0.39767
|  | (g) Overheads & Contractors Profit |  |  |  | 0 |  | 401.4166
|  | (h) Cost for 10 joints (f+g) |  |  |  | 10094.31 |  | 80.2833
|  | Rate per joint = h/10 |  |  |  | 1009.43
| xii | 650 mm dia pipe
a) Labour
|  | Plumber 2nd class | day | 1.6 | 605 | 968
|  | Man mazdoor | day | 2.1 | 560 | 1176
b) Material
|  | Rubber gasket | each | 10 | 703.5 | 7035
|  | c) Testing |  |  | average rate
|  | Testing of Pipelines with required pressure as per relevant IS Specification including filling with water with a water lead upto 500 M, including hire charges of testing equipment, labour and Materials needed for testing (as per Sub Analysis 2 A) | rm | 50 | 43.0444 | 2152.22
|  | (d) Total = a+b+c |  |  |  | 11331.22
|  | (e) Add for water charges @ 1% on Labour & Testing Charges |  |  |  | 42.96 |  | 4296.22
|  | (f) Total = d+e+f |  |  |  | 11374.18 |  | 0.37772
|  | (g) Overheads & Contractors Profit |  |  |  | 0 |  | 429.6228
|  | (h) Cost for 10 joints (f+g) |  |  |  | 11374.18 |  | 85.9246
|  | Rate per joint = h/10 |  |  |  | 1137.42
| xiii | 700 mm dia pipe
a) Labour
|  | Plumber 2nd class | day | 1.7 | 605 | 1028.5
|  | Man mazdoor | day | 2.2 | 560 | 1232
b) Material
|  | Rubber gasket | each | 10 | 803 | 8030
c) Testing
|  | Testing of Pipelines with required pressure as per relevant IS Specification including filling with water with a water lead upto 500 M, including hire charges of testing equipment, labour and Materials needed for testing (as per Sub Analysis 2 A) | rm | 50 | 46.3556 | 2317.78
|  | (d) Total = a+b+c |  |  |  | 12608.28
|  | (e) Add for water charges @ 1% on Labour & Testing Charges |  |  |  | 45.78 |  | 4578.28
|  | (f) Total = d+e+f |  |  |  | 12654.06 |  | 0.3618
|  | (g) Overheads & Contractors Profit |  |  |  | 0 |  | 457.8294
|  | (h) Cost for 10 joints (f+g) |  |  |  | 12654.06 |  | 91.5659
|  | Rate per joint = h/10 |  |  |  | 1265.41
| xix | 750 mm dia pipe
a) Labour
|  | Plumber 2nd class | day | 1.7 | 605 | 1028.5
|  | Man mazdoor | day | 2.2 | 560 | 1232
b) Material
|  | Rubber gasket | each | 10 | 946 | 9460
c) Testing
|  | Testing of Pipelines with required pressure as per relevant IS Specification including filling with water with a water lead upto 500 M, including hire charges of testing equipment, labour and Materials needed for testing (as per Sub Analysis 2 A) | rm | 50 | 49.6667 | 2483.33
|  | (d) Total = a+b+c |  |  |  | 14203.83
|  | (e) Add for water charges @ 1% on Labour & Testing Charges |  |  |  | 47.44 |  | 4743.83
|  | (f) Total = d+e+f |  |  |  | 14251.27 |  | 0.33287
|  | (g) Overheads & Contractors Profit |  |  |  | 0 |  | 474.384
|  | (h) Cost for 10 joints (f+g) |  |  |  | 14251.27 |  | 94.8768
|  | Rate per joint = h/10 |  |  |  | 1425.13
| xx | 800 mm dia pipe
Foreman (work inspector) Non technical
|  | Plumber 1st class | day | 2.35 | 750 | 1762.5
|  | Plumber 2nd class | day | 4.7 | 605 | 2843.5
|  | Foreman (work inspector) Non technical | day | 0.65 | 735 | 477.75
b) Material
|  | Rubber gasket | each | 10 | 1135 | 11350
c) Testing
|  | Testing of Pipelines with required pressure as per relevant IS Specification including filling with water with a water lead upto 500 M, including hire charges of testing equipment, labour and Materials needed for testing (as per Sub Analysis 2 A) | rm | 50 | 52.9778 | 2648.89
|  | (d) Total = a+b+c |  |  |  | 19082.64
|  | (e) Add for water charges @ 1% on Labour & Testing Charges |  |  |  | 59.7 |  | 5970.14
|  | (f) Total = d+e |  |  |  | 19142.34 |  | 0.31188
|  | (g) Overheads & Contractors Profit |  |  |  | 0 |  | 597.0128
|  | (h) Cost for 10 joints (f+g) |  |  |  | 19142.34 |  | 119.4026
|  | Rate per joint = h/10 |  |  |  | 1914.23
| xxi | 900 mm dia pipe
a) Labour
|  | Plumber 1st class | day | 2.75 | 750 | 2062.5
|  | Plumber 2nd class | day | 5.5 | 605 | 3327.5
|  | Foreman (work inspector) Non technical | day | 0.7 | 735 | 514.5
b) Material
|  | Rubber gasket | each | 10 | 1370 | 13700
c) Testing
|  | Testing of Pipelines with required pressure as per relevant IS Specification including filling with water with a water lead upto 500 M, including hire charges of testing equipment, labour and Materials needed for testing (as per Sub Analysis 2 A) | rm | 50 | 59.6 | 2980
|  | (d) Total = a+b+c |  |  |  | 22584.5
|  | (e) Add for water charges @ 1% on Labour & Testing Charges |  |  |  | 68.22 |  | 6822
|  | (f) Total = d+e+f |  |  |  | 22652.72 |  | 0.30116
|  | (g) Overheads & Contractors Profit |  |  |  | 0 |  | 682.1994
|  | (h) Cost for 10 joints (f+g) |  |  |  | 22652.72 |  | 136.4399
|  | Rate per joint = h/10 |  |  |  | 2265.27
| xxii | 1000 mm dia pipe
a) Labour
|  | Plumber 1st class | day | 3 | 750 | 2250
|  | Plumber 2nd class | day | 6 | 605 | 3630
|  | Foreman (work inspector) Non technical | day | 0.75 | 735 | 551.25
b) Material
|  | Rubber gasket | each | 10 | 1498 | 14980
c) Testing
|  | Testing of Pipelines with required pressure as per relevant IS Specification including filling with water with a water lead upto 500 M, including hire charges of testing equipment, labour and Materials needed for testing (as per Sub Analysis 2 A) | rm | 50 | 66.2222 | 3311.11
|  | (d) Total = a+b+c |  |  |  | 24722.36
|  | (e) Add for water charges @ 1% on Labour & Testing Charges |  |  |  | 74.92 |  | 7492.36
|  | (f) Total = d+e+f |  |  |  | 24797.28 |  | 0.30214
|  | (g) Overheads & Contractors Profit |  |  |  | 0 |  | 749.2366
|  | (h) Cost for 10 joints (f+g) |  |  |  | 24797.28 |  | 149.8473
|  | Rate per joint = h/10 |  |  |  | 2479.73
PHE-JCIF-5 | 5 | Jointing CI pipes, fittings and valves with flanged ends including cost of jointing materials such as bolts, rubber insertion, white lead including filling with water, with lead up to 500 meters and testing to required pressure complete. (Reference to specifications. BIS No.3114/1994.) | [7 empty] | CI FLANGED JOINTING
Details of cost for 10 joints
| i | 80 mm dia pipe
a) Labour
|  | Plumber 1st class | day | 0.09 | 750 | 67.5
|  | Plumber 2nd class | day | 0.21 | 605 | 127.05
|  | Man mazdoor | day | 0.8 | 560 | 448
b) Material
|  | Bolts and nuts 16mm dia 60mm long | kg | 6.8 | 122 | 829.6
|  | Rubber insertion 5mm thick | kg | 2.125 | 102 | 216.75
|  | White lead | kg | 0.1 | 121 | 12.1
c) Testing
|  | Testing of Pipelines with required pressure as per relevant IS Specification including filling with water with a water lead upto 500 M, including hire charges of testing equipment, labour and Materials needed for testing (as per Sub Analysis 2 A) | rm | 27.5 | 5.2978 | 145.68
|  | (d) Total = a+b+c |  |  |  | 1846.68
|  | (e) Add for water charges @ 1% on Labour & Testing Charges |  |  |  | 7.88 |  | 788.23
|  | (f) Total = d+e+f |  |  |  | 1854.56
|  | (g) Overheads & Contractors Profit |  |  |  | 0
|  | (h) Cost for 10 joints (f+g) |  |  |  | 1854.56
|  | Rate per joint = h/10 |  |  |  | 185.46
| ii | 100 mm dia pipe
a) Labour
|  | Plumber 1st class | day | 0.15 | 750 | 112.5
|  | Plumber 2nd class | day | 0.35 | 605 | 211.75
|  | Man mazdoor | day | 1 | 560 | 560
b) Material
|  | Bolts and nuts 16mm dia 60mm long | kg | 13.6 | 122 | 1659.2
|  | Rubber insertion 5mm thick | kg | 2.54 | 102 | 259.08
|  | White lead | kg | 0.15 | 121 | 18.15
c) Testing
|  | Testing of Pipelines with required pressure as per relevant IS Specification including filling with water with a water lead upto 500 M, including hire charges of testing equipment, labour and Materials needed for testing (as per Sub Analysis 2 A) | rm | 27.5 | 6.6222 | 182.11
|  | (d) Total = a+b+c |  |  |  | 3002.79
|  | (e) Add for water charges @ 1% on Labour & Testing Charges |  |  |  | 10.66 |  | 1066.36
|  | (f) Total = d+e+f |  |  |  | 3013.45
|  | (g) Overheads & Contractors Profit |  |  |  | 0
|  | (h) Cost for 10 joints (f+g) |  |  |  | 3013.45
|  | Rate per joint = h/10 |  |  |  | 301.35
| iii | 125 mm dia pipe
a) Labour
|  | Plumber 1st class | day | 0.15 | 750 | 112.5
|  | Plumber 2nd class | day | 0.35 | 605 | 211.75
|  | Man mazdoor | day | 1 | 560 | 560
b) Material
|  | Bolts and nuts 16mm dia 60mm long | kg | 13.6 | 122 | 1659.2
|  | Rubber insertion 5mm thick | kg | 3.14 | 102 | 320.28
|  | White lead |  | 0.18 | 121 | 21.78
c) Testing
|  | Testing of Pipelines with required pressure as per relevant IS Specification including filling with water with a water lead upto 500 M, including hire charges of testing equipment, labour and Materials needed for testing (as per Sub Analysis 2 A) | rm | 27.5 | 8.2778 | 227.63
|  | (d) Total = a+b+c |  |  |  | 3113.14
|  | (e) Add for water charges @ 1% on Labour & Testing Charges |  |  |  | 11.12 |  | 1111.88
|  | (f) Total = d+e+f |  |  |  | 3124.26
|  | (g) Overheads & Contractors Profit |  |  |  | 0
|  | (h) Cost for 10 joints (f+g) |  |  |  | 3124.26
|  | Rate per joint = h/10 |  |  |  | 312.43
| iv | 150 mm dia pipe
a) Labour
|  | Plumber 1st class | day | 0.18 | 750 | 135
|  | Plumber 2nd class | day | 0.42 | 605 | 254.1
|  | Man mazdoor | day | 1.1 | 560 | 616
b) Material
|  | Bolts and nuts 20mm dia 65mm long | kg | 24 | 122 | 2928
|  | Rubber insertion 5mm thick | kg | 4.3 | 102 | 438.6
|  | White lead |  | 0.2 | 121 | 24.2
c) Testing
|  | Testing of Pipelines with required pressure as per relevant IS Specification including filling with water with a water lead upto 500 M, including hire charges of testing equipment, labour and Materials needed for testing (as per Sub Analysis 2 A) | rm | 27.5 | 9.9333 | 273.16
|  | (d) Total = a+b+c |  |  |  | 4669.06
|  | (e) Add for water charges @ 1% on Labour & Testing Charges |  |  |  | 12.78 |  | 1278.26
|  | (f) Total = d+e+f |  |  |  | 4681.84
|  | (g) Overheads & Contractors Profit |  |  |  | 0
|  | (h) Cost for 10 joints (f+g) |  |  |  | 4681.84
|  | Rate per joint = h/10 |  |  |  | 468.18
| v | 200 mm dia pipe
a) Labour
|  | Plumber 1st class | day | 0.18 | 750 | 135
|  | Plumber 2nd class | day | 0.42 | 605 | 254.1
|  | Man mazdoor | day | 1.1 | 560 | 616
b) Material
|  | Bolts and nuts 20mm dia 70mm long | kg | 25.2 | 122 | 3074.4
|  | Rubber insertion 5mm thick | kg | 6.16 | 102 | 628.32
|  | White lead |  | 0.25 | 121 | 30.25
c) Testing
|  | Testing of Pipelines with required pressure as per relevant IS Specification including filling with water with a water lead upto 500 M, including hire charges of testing equipment, labour and Materials needed for testing (as per Sub Analysis 2 A) | rm | 27.5 | 13.2444 | 364.22
|  | (d) Total = a+b+c |  |  |  | 5102.29
|  | (e) Add for water charges @ 1% on Labour & Testing Charges |  |  |  | 13.69 |  | 1369.32
|  | (f) Total = d+e+f |  |  |  | 5115.98
|  | (g) Overheads & Contractors Profit |  |  |  | 0
|  | (h) Cost for 10 joints (f+g) |  |  |  | 5115.98
|  | Rate per joint = h/10 |  |  |  | 511.6
| vi | 250 mm dia pipe
a) Labour
|  | Plumber 1st class | day | 0.2 | 750 | 150
|  | Plumber 2nd class | day | 0.42 | 605 | 254.1
|  | Man mazdoor | day | 1.2 | 560 | 672
b) Material
|  | Bolts and nuts 20mm dia 75mm long | kg | 39.6 | 122 | 4831.2
|  | Rubber insertion 5mm thick | kg | 8.5 | 102 | 867
|  | White lead |  | 0.3 | 121 | 36.3
c) Testing
|  | Testing of Pipelines with required pressure as per relevant IS Specification including filling with water with a water lead upto 500 M, including hire charges of testing equipment, labour and Materials needed for testing (as per Sub Analysis 2 A) | rm | 27.5 | 16.5556 | 455.27
|  | (d) Total = a+b+c |  |  |  | 7265.87
|  | (e) Add for water charges @ 1% on Labour & Testing Charges |  |  |  | 15.31 |  | 1531.37
|  | (f) Total = d+e+f |  |  |  | 7281.18
|  | (g) Overheads & Contractors Profit |  |  |  | 0
|  | (h) Cost for 10 joints (f+g) |  |  |  | 7281.18
|  | Rate per joint = h/10 |  |  |  | 728.12
| vii | 300 mm dia pipe
a) Labour
|  | Plumber 1st class | day | 0.24 | 750 | 180
|  | Plumber 2nd class | day | 0.56 | 605 | 338.8
|  | Man mazdoor | day | 1.2 | 560 | 672
b) Material
|  | Bolts and nuts 20mm dia 75mm long | kg | 39.6 | 122 | 4831.2
|  | Rubber insertion 5mm thick | kg | 10.28 | 102 | 1048.56
|  | White lead |  | 0.35 | 121 | 42.35
c) Testing
|  | Testing of Pipelines with required pressure as per relevant IS Specification including filling with water with a water lead upto 500 M, including hire charges of testing equipment, labour and Materials needed for testing (as per Sub Analysis 2 A) | rm | 27.5 | 19.8667 | 546.33
|  | (d) Total = a+b+c |  |  |  | 7659.24
|  | (e) Add for water charges @ 1% on Labour & Testing Charges |  |  |  | 17.37 |  | 1737.13
|  | (f) Total = d+e+f |  |  |  | 7676.61
|  | (g) Overheads & Contractors Profit |  |  |  | 0
|  | (h) Cost for 10 joints (f+g) |  |  |  | 7676.61
|  | Rate per joint = h/10 |  |  |  | 767.66
| viii | 350 mm dia pipe
a) Labour
|  | Plumber 1st class | day | 0.3 | 750 | 225
|  | Plumber 2nd class | day | 0.6 | 605 | 363
|  | Man mazdoor | day | 1.5 | 560 | 840
b) Material
|  | Bolts and nuts 20mm dia 80mm long | kg | 54.4 | 122 | 6636.8
|  | Rubber insertion 8mm thick | kg | 21.26 | 102 | 2168.52
|  | White lead |  | 0.4 | 121 | 48.4
c) Testing
|  | Testing of Pipelines with required pressure as per relevant IS Specification including filling with water with a water lead upto 500 M, including hire charges of testing equipment, labour and Materials needed for testing (as per Sub Analysis 2 A) | rm | 27.5 | 23.1778 | 637.38
|  | (d) Total = a+b+c |  |  |  | 10919.1
|  | (e) Add for water charges @ 1% on Labour & Testing Charges |  |  |  | 20.65 |  | 2065.38
|  | (f) Total = d+e+f |  |  |  | 10939.75
|  | (g) Overheads & Contractors Profit |  |  |  | 0
|  | (h) Cost for 10 joints (f+g) |  |  |  | 10939.75
|  | Rate per joint = h/10 |  |  |  | 1093.98
| ix | 400 mm dia pipe
a) Labour
|  | Plumber 1st class | day | 0.3 | 750 | 225
|  | Plumber 2nd class | day | 0.7 | 605 | 423.5
|  | Man mazdoor | day | 1.5 | 560 | 840
b) Material
|  | Bolts and nuts 24mm dia 85mm long | kg | 98.4 | 122 | 12004.8
|  | Rubber insertion 8mm thick | kg | 27.64 | 102 | 2819.28
|  | White lead |  | 0.45 | 121 | 54.45
c) Testing
|  | Testing of Pipelines with required pressure as per relevant IS Specification including filling with water with a water lead upto 500 M, including hire charges of testing equipment, labour and Materials needed for testing (as per Sub Analysis 2 A) | rm | 27.5 | 26.4889 | 728.44
|  | (d) Total = a+b+c |  |  |  | 17095.47
|  | (e) Add for water charges @ 1% on Labour & Testing Charges |  |  |  | 22.17 |  | 2216.94
|  | (f) Total = d+e+f |  |  |  | 17117.64
|  | (g) Overheads & Contractors Profit |  |  |  | 0
|  | (h) Cost for 10 joints (f+g) |  |  |  | 17117.64
|  | Rate per joint = h/10 |  |  |  | 1711.76
| x | 450 mm dia pipe
a) Labour
|  | Plumber 1st class | day | 0.36 | 750 | 270
|  | Plumber 2nd class | day | 0.84 | 605 | 508.2
|  | Man mazdoor | day | 1.7 | 560 | 952
b) Material
|  | Bolts and nuts 24mm dia 85mm long | kg | 123 | 122 | 15006
|  | Rubber insertion 8mm thick | kg | 22.66 | 102 | 2311.32
|  | White lead |  | 0.5 | 121 | 60.5
c) Testing
|  | Testing of Pipelines with required pressure as per relevant IS Specification including filling with water with a water lead upto 500 M, including hire charges of testing equipment, labour and Materials needed for testing (as per Sub Analysis 2 A) | rm | 27.5 | 29.8 | 819.5
|  | (d) Total = a+b+c |  |  |  | 19927.52
|  | (e) Add for water charges @ 1% on Labour & Testing Charges |  |  |  | 25.5 |  | 2549.7
|  | (f) Total = d+e+f |  |  |  | 19953.02
|  | (g) Overheads & Contractors Profit |  |  |  | 0
|  | (h) Cost for 10 joints (f+g) |  |  |  | 19953.02
|  | Rate per joint = h/10 |  |  |  | 1995.3
| xi | 500 mm dia pipe
a) Labour
|  | Plumber 1st class | day | 0.39 | 750 | 292.5
|  | Plumber 2nd class | day | 0.91 | 605 | 550.55
|  | Man mazdoor | day | 1.8 | 560 | 1008
b) Material
|  | Bolts and nuts 24mm dia 90mm long | kg | 134 | 122 | 16348
|  | Rubber insertion 8mm thick | kg | 38.19 | 102 | 3895.38
|  | White lead |  | 0.55 | 121 | 66.55
c) Testing
|  | Testing of Pipelines with required pressure as per relevant IS Specification including filling with water with a water lead upto 500 M, including hire charges of testing equipment, labour and Materials needed for testing (as per Sub Analysis 2 A) | rm | 27.5 | 33.1111 | 910.55
|  | (d) Total = a+b+c |  |  |  | 23071.53
|  | (e) Add for water charges @ 1% on Labour & Testing Charges |  |  |  | 27.62 |  | 2761.6
|  | (f) Total = d+e+f |  |  |  | 23099.15
|  | (g) Overheads & Contractors Profit |  |  |  | 0
|  | (h) Cost for 10 joints (f+g) |  |  |  | 23099.15
|  | Rate per joint = h/10 |  |  |  | 2309.92
| xii | 600 mm dia pipe
a) Labour
|  | Plumber 1st class | day | 0.45 | 750 | 337.5
|  | Plumber 2nd class | day | 1.05 | 605 | 635.25
|  | Man mazdoor | day | 2 | 560 | 1120
b) Material
|  | Bolts and nuts 24mm dia 90mm long | kg | 192 | 122 | 23424
|  | Rubber insertion 8mm thick | kg | 51.71 | 102 | 5274.42
|  | White lead |  | 0.6 | 121 | 72.6
c) Testing
|  | Testing of Pipelines with required pressure as per relevant IS Specification including filling with water with a water lead upto 500 M, including hire charges of testing equipment, labour and Materials needed for testing (as per Sub Analysis 2 A) | rm | 27.5 | 39.7333 | 1092.66
|  | (d) Total = a+b+c |  |  |  | 31956.43
|  | (e) Add for water charges @ 1% on Labour & Testing Charges |  |  |  | 31.85 |  | 3185.41
|  | (f) Total = d+e+f |  |  |  | 31988.28
|  | (g) Overheads & Contractors Profit |  |  |  | 0
|  | (h) Cost for 10 joints (f+g) |  |  |  | 31988.28
|  | Rate per joint = h/10 |  |  |  | 3198.83
| xiii | 700 mm dia pipe
a) Labour
|  | Plumber 1st class | day | 0.51 | 750 | 382.5
|  | Plumber 2nd class | day | 1.19 | 605 | 719.95
|  | Man mazdoor | day | 2.2 | 560 | 1232
b) Material
|  | Bolts and nuts 24mm dia 90mm long | kg | 244.8 | 122 | 29865.6
|  | Rubber insertion 8mm thick | kg | 68.91 | 102 | 7028.82
|  | White lead |  | 0.7 | 121 | 84.7
c) Testing
|  | Testing of Pipelines with required pressure as per relevant IS Specification including filling with water with a water lead upto 500 M, including hire charges of testing equipment, labour and Materials needed for testing (as per Sub Analysis 2 A) | rm | 27.5 | 46.3556 | 1274.77
|  | (d) Total = a+b+c |  |  |  | 40588.34
|  | (e) Add for water charges @ 1% on Labour & Testing Charges |  |  |  | 36.09 |  | 3609.22
|  | (f) Total = d+e+f |  |  |  | 40624.43
|  | (g) Overheads & Contractors Profit |  |  |  | 0
|  | (h) Cost for 10 joints (f+g) |  |  |  | 40624.43
|  | Rate per joint = h/10 |  |  |  | 4062.44
| xiv | 750 mm dia pipe
a) Labour
|  | Plumber 1st class | day | 0.51 | 750 | 382.5
|  | Plumber 2nd class | day | 1.19 | 605 | 719.95
|  | Man mazdoor | day | 2.2 | 560 | 1232
b) Material
|  | Bolts and nuts 24mm dia 90mm long | kg | 260.4 | 122 | 31768.8
|  | Rubber insertion 8mm thick | kg | 78.43 | 102 | 7999.86
|  | White lead |  | 0.75 | 121 | 90.75
c) Testing
|  | Testing of Pipelines with required pressure as per relevant IS Specification including filling with water with a water lead upto 500 M, including hire charges of testing equipment, labour and Materials needed for testing (as per Sub Analysis 2 A) | rm | 27.5 | 49.6667 | 1365.83
|  | (d) Total = a+b+c |  |  |  | 43559.69
|  | (e) Add for water charges @ 1% on Labour & Testing Charges |  |  |  | 37 |  | 3700.28
|  | (f) Total = d+e+f |  |  |  | 43596.69
|  | (g) Overheads & Contractors Profit |  |  |  | 0
|  | (h) Cost for 10 joints (f+g) |  |  |  | 43596.69
|  | Rate per joint = h/10 |  |  |  | 4359.67
PHE-LRCS-6 | 6 | Lowering the RCC S/S pipes carefully into the trenches laying them true to alignment and gradient, jointing with rubber rings and testing including filling with water with a water lead upto 500 meters including cost of rubber rings as per BIS No. 783/1985 | [7 empty] | RCC S/S
Unit= 1 rmt
Taking out put 100 rmt
| i | 80 mm dia |  | NP2 PIPES
a) Labour
|  | Mason 1st class | day | 0.78 | 670 | 522.6
|  | Mason 2nd class | day | 1.8 | 605 | 1089
|  | Man mazdoor | day | 5 | 560 | 2800
|  | Woman mazdoor(water carrier) | day | 1.3 | 560 | 728
b) Material
|  | Rubber rings conforming BIS 5382/1985 | each |  | 28 | 0
c) Testing
|  | Testing of Pipelines with required pressure as per relevant IS Specification including filling with water with a water lead upto 500 M, including hire charges of testing equipment, labour and Materials needed for testing (as per Sub Analysis 2 A) | rm | 100 | 5.2978 | 529.77
|  | (d) Total = a+b+c |  |  |  | 5669.37
|  | (e) Add for water charges @ 1% on Labour & Testing Charges |  |  |  | 56.69 |  | 5669.37
|  | (f) Total = d+e |  |  |  | 5726.06
|  | (g) Overheads & Contractors Profit |  |  |  | 0
|  | (h) Cost for 100 rmt (f+g) |  |  |  | 5726.06
|  | Rate per rmt = h/100 |  |  |  | 57.26
| ii | 100 mm dia
a) Labour
|  | Mason 1st class | day | 0.96 | 670 | 643.2
|  | Mason 2nd class | day | 2.24 | 605 | 1355.2
|  | Man mazdoor | day | 6.3 | 560 | 3528
|  | Woman mazdoor(water carrier) | day | 1.6 | 560 | 896
b) Material
|  | Rubber rings conforming BIS 5382/1985 | each |  | 34 | 0
c) Testing
|  | Testing of Pipelines with required pressure as per relevant IS Specification including filling with water with a water lead upto 500 M, including hire charges of testing equipment, labour and Materials needed for testing (as per Sub Analysis 2 A) | rm | 100 | 6.6222 | 662.22
|  | (d) Total = a+b+c |  |  |  | 7084.62
|  | (e) Add for water charges @ 1% on Labour & Testing Charges |  |  |  | 70.85 |  | 7084.62
|  | (f) Total = d+e |  |  |  | 7155.47
|  | (g) Overheads & Contractors Profit |  |  |  | 0
|  | (h) Cost for 100 rmt (f+g) |  |  |  | 7155.47
|  | Rate per rmt = h/100 |  |  |  | 71.55
| iii | 150 mm dia
a) Labour
|  | Mason 1st class | day | 1.17 | 670 | 783.9
|  | Mason 2nd class | day | 2.73 | 605 | 1651.65
|  | Man mazdoor | day | 7.8 | 560 | 4368
|  | Woman mazdoor(water carrier) | day | 1.6 | 560 | 896 |  |  |  |  | 80 | 57.26
|  | b) Material | [8 empty] | 100 | 71.55
|  | Rubber rings conforming BIS 5382/1985 | each |  | 61 | 0 |  |  |  |  | 125 | 0
|  | c) Testing | [8 empty] | 150 | 77.77
|  | Testing of Pipelines with required pressure as per relevant IS Specification including filling with water with a water lead upto 500 M, including hire charges of testing equipment, labour and Materials needed for testing (as per Sub Analysis 2 A) | rm | 100 | 9.9333 | 0 |  |  |  |  | 200 | 91.14
|  | (d) Total = a+b+c |  |  |  | 7699.55 |  |  |  |  | 250 | 123.18
|  | (e) Add for water charges @ 1% on Labour & Testing Charges |  |  |  | 77 |  | 7699.55 |  |  | 300 | 135.82
|  | (f) Total = d+e |  |  |  | 7776.55 |  |  |  |  | 350 | 149.17
|  | (g) Overheads & Contractors Profit |  |  |  | 0 |  |  |  |  | 400 | 165.93
|  | (h) Cost for 100 rmt (f+g) |  |  |  | 7776.55 |  |  |  |  | 450 | 180.91
|  | Rate per rmt = h/100 |  |  |  | 77.77 |  |  |  |  | 500 | 194.82
| iv | 200 mm dia | [8 empty] | 600 | 209.01
|  | a) Labour | [8 empty] | 700 | 450
|  | Mason 1st class | day | 1.17 | 670 | 783.9 |  |  |  |  | 800 | 541
|  | Mason 2nd class | day | 2.73 | 605 | 1651.65 |  |  |  |  | 900 | 649
|  | Man mazdoor | day | 7.8 | 560 | 4368 |  |  |  |  | 1000 | 777
|  | Woman mazdoor(water carrier) | day | 1.6 | 560 | 896
b) Material
|  | Rubber rings conforming BIS 5382/1985 | each |  | 72 | 0
c) Testing
|  | Testing of Pipelines with required pressure as per relevant IS Specification including filling with water with a water lead upto 500 M, including hire charges of testing equipment, labour and Materials needed for testing (as per Sub Analysis 2 A) | rm | 100 | 13.2444 | 1324.44
|  | (d) Total = a+b+c |  |  |  | 9023.99
|  | (e) Add for water charges @ 1% on Labour & Testing Charges |  |  |  | 90.24 |  | 9023.99
|  | (f) Total = d+e |  |  |  | 9114.23
|  | (g) Overheads & Contractors Profit |  |  |  | 0
|  | (h) Cost for 100 rmt (f+g) |  |  |  | 9114.23
|  | Rate per rmt = h/100 |  |  |  | 91.14
| v | 225 mm dia
a) Labour
|  | Mason 1st class | day | 1.62 | 670 | 1085.4
|  | Mason 2nd class | day | 3.78 | 605 | 2286.9
|  | Man mazdoor | day | 10.5 | 560 | 5880
|  | Woman mazdoor(water carrier) | day | 2.3 | 560 | 1288
b) Material
|  | Rubber rings conforming BIS 5382/1985 | each |  | 79 | 0
c) Testing
|  | Testing of Pipelines with required pressure as per relevant IS Specification including filling with water with a water lead upto 500 M, including hire charges of testing equipment, labour and Materials needed for testing (as per Sub Analysis 2 A) | rm | 100 | 14.9 | 1490
|  | (d) Total = a+b+c |  |  |  | 12030.3
|  | (e) Add for water charges @ 1% on Labour & Testing Charges |  |  |  | 120.3 |  | 12030.3
|  | (f) Total = d+e |  |  |  | 12150.6
|  | (g) Overheads & Contractors Profit |  |  |  | 0
|  | (h) Cost for 100 rmt (f+g) |  |  |  | 12150.6
|  | Rate per rmt = h/100 |  |  |  | 121.51
| vi | 250 mm dia
a) Labour
|  | Mason 1st class | day | 1.62 | 670 | 1085.4
|  | Mason 2nd class | day | 3.78 | 605 | 2286.9
|  | Man mazdoor | day | 10.5 | 560 | 5880
|  | Woman mazdoor(water carrier) | day | 2.3 | 560 | 1288
b) Material
|  | Rubber rings conforming BIS 5382/1985 | each |  | 88 | 0
c) Testing
|  | Testing of Pipelines with required pressure as per relevant IS Specification including filling with water with a water lead upto 500 M, including hire charges of testing equipment, labour and Materials needed for testing (as per Sub Analysis 2 A) | rm | 100 | 16.5556 | 1655.55
|  | (d) Total = a+b+c |  |  |  | 12195.85
|  | (e) Add for water charges @ 1% on Labour & Testing Charges |  |  |  | 121.96 |  | 12195.85
|  | (f) Total = d+e |  |  |  | 12317.81
|  | (g) Overheads & Contractors Profit |  |  |  | 0
|  | (h) Cost for 100 rmt (f+g) |  |  |  | 12317.81
|  | Rate per rmt = h/100 |  |  |  | 123.18
| vii | 300 mm dia
a) Labour
|  | Mason 1st class | day | 1.75 | 670 | 1172.5
|  | Mason 2nd class | day | 4.14 | 605 | 2504.7
|  | Man mazdoor | day | 11.6 | 560 | 6496
|  | Woman mazdoor(water carrier) | day | 2.3 | 560 | 1288
b) Material
|  | Rubber rings conforming BIS 5382/1985 | each |  | 108 | 0
c) Testing
|  | Testing of Pipelines with required pressure as per relevant IS Specification including filling with water with a water lead upto 500 M, including hire charges of testing equipment, labour and Materials needed for testing (as per Sub Analysis 2 A) | rm | 100 | 19.8667 | 1986.66
|  | (d) Total = a+b+c |  |  |  | 13447.86
|  | (e) Add for water charges @ 1% on Labour & Testing Charges |  |  |  | 134.48 |  | 13447.86
|  | (f) Total = d+e |  |  |  | 13582.34
|  | (g) Overheads & Contractors Profit |  |  |  | 0
|  | (h) Cost for 100 rmt (f+g) |  |  |  | 13582.34
|  | Rate per rmt = h/100 |  |  |  | 135.82
| viii | 350 mm dia
a) Labour
|  | Mason 1st class | day | 1.9 | 670 | 1273
|  | Mason 2nd class | day | 4.5 | 605 | 2722.5
|  | Man mazdoor | day | 12.7 | 560 | 7112
|  | Woman mazdoor(water carrier) | day | 2.4 | 560 | 1344
b) Material
|  | Rubber rings conforming BIS 5382/1985 | each |  | 125 | 0
c) Testing
|  | Testing of Pipelines with required pressure as per relevant IS Specification including filling with water with a water lead upto 500 M, including hire charges of testing equipment, labour and Materials needed for testing (as per Sub Analysis 2 A) | rm | 100 | 23.1778 | 2317.77
|  | (d) Total = a+b+c |  |  |  | 14769.27
|  | (e) Add for water charges @ 1% on Labour & Testing Charges |  |  |  | 147.69 |  | 14769.27
|  | (f) Total = d+e |  |  |  | 14916.96
|  | (g) Overheads & Contractors Profit |  |  |  | 0
|  | (h) Cost for 100 rmt (f+g) |  |  |  | 14916.96
|  | Rate per rmt = h/100 |  |  |  | 149.17
| ix | 400 mm dia
a) Labour
|  | Mason 1st class | day | 2.1 | 670 | 1407
|  | Mason 2nd class | day | 4.9 | 605 | 2964.5
|  | Man mazdoor | day | 13.9 | 560 | 7784
|  | Woman mazdoor(water carrier) | day | 2.9 | 560 | 1624
b) Material
|  | Rubber rings conforming BIS 5382/1985 | each |  | 138 | 0
c) Testing
|  | Testing of Pipelines with required pressure as per relevant IS Specification including filling with water with a water lead upto 500 M, including hire charges of testing equipment, labour and Materials needed for testing (as per Sub Analysis 2 A) | rm | 100 | 26.4889 | 2648.88
|  | (d) Total = a+b+c |  |  |  | 16428.38
|  | (e) Add for water charges @ 1% on Labour & Testing Charges |  |  |  | 164.28 |  | 16428.38
|  | (f) Total = d+e |  |  |  | 16592.66
|  | (g) Overheads & Contractors Profit |  |  |  | 0
|  | (h) Cost for 100 rmt (f+g) |  |  |  | 16592.66
|  | Rate per rmt = h/100 |  |  |  | 165.93
| x | 450 mm dia
a) Labour
|  | Mason 1st class | day | 2.25 | 670 | 1507.5
|  | Mason 2nd class | day | 5.25 | 605 | 3176.25
|  | Man mazdoor | day | 15 | 560 | 8400
|  | Woman mazdoor(water carrier) | day | 3.3 | 560 | 1848
b) Material
|  | Rubber rings conforming BIS 5382/1985 | each |  | 156 | 0
c) Testing
|  | Testing of Pipelines with required pressure as per relevant IS Specification including filling with water with a water lead upto 500 M, including hire charges of testing equipment, labour and Materials needed for testing (as per Sub Analysis 2 A) | rm | 100 | 29.8 | 2980
|  | (d) Total = a+b+c |  |  |  | 17911.75
|  | (e) Add for water charges @ 1% on Labour & Testing Charges |  |  |  | 179.12 |  | 17911.75
|  | (f) Total = d+e |  |  |  | 18090.87
|  | (g) Overheads & Contractors Profit |  |  |  | 0
|  | (h) Cost for 100 rmt (f+g) |  |  |  | 18090.87
|  | Rate per rmt = h/100 |  |  |  | 180.91
| xi | 500 mm dia
a) Labour
|  | Mason 1st class | day | 2.43 | 670 | 1628.1
|  | Mason 2nd class | day | 5.67 | 605 | 3430.35
|  | Man mazdoor | day | 16.2 | 560 | 9072
|  | Woman mazdoor(water carrier) | day | 3.3 | 560 | 1848
b) Material
|  | Rubber rings conforming BIS 5382/1985 | each |  | 203 | 0
c) Testing
|  | Testing of Pipelines with required pressure as per relevant IS Specification including filling with water with a water lead upto 500 M, including hire charges of testing equipment, labour and Materials needed for testing (as per Sub Analysis 2 A) | rm | 100 | 33.1111 | 3311.11
|  | (d) Total = a+b+c |  |  |  | 19289.56
|  | (e) Add for water charges @ 1% on Labour & Testing Charges |  |  |  | 192.9 |  | 19289.56
|  | (f) Total = d+e |  |  |  | 19482.46
|  | (g) Overheads & Contractors Profit |  |  |  | 0
|  | (h) Cost for 100 rmt (f+g) |  |  |  | 19482.46
|  | Rate per rmt = h/100 |  |  |  | 194.82
| xii | 600 mm dia
a) Labour
|  | Mason 1st class | day | 2.75 | 670 | 1842.5
|  | Mason 2nd class | day | 6.45 | 605 | 3902.25
|  | Man mazdoor | day | 16.3 | 560 | 9128
|  | Woman mazdoor(water carrier) | day | 3.3 | 560 | 1848
b) Material
|  | Rubber rings conforming BIS 5382/1985 | each |  | 267 | 0
c) Testing
|  | Testing of Pipelines with required pressure as per relevant IS Specification including filling with water with a water lead upto 500 M, including hire charges of testing equipment, labour and Materials needed for testing (as per Sub Analysis 2 A) | rm | 100 | 39.7333 | 3973.33
|  | (d) Total = a+b+c |  |  |  | 20694.08
|  | (e) Add for water charges @ 1% on Labour & Testing Charges |  |  |  | 206.94 |  | 20694.08
|  | (f) Total = d+e |  |  |  | 20901.02
|  | (g) Overheads & Contractors Profit |  |  |  | 0
|  | (h) Cost for 100 rmt (f+g) |  |  |  | 20901.02
|  | Rate per rmt = h/100 |  |  |  | 209.01
|  | 700 mm dia |  |  |  | 450 |  | AS PER SSR pg.
|  | Rubber rings conforming BIS 5382/1985 |  |  |  | 169.6
280.4
|  | 800 mm dia |  |  |  | 541 |  | AS PER SSR pg.
|  | Rubber rings conforming BIS 5382/1985 |  |  |  | 206
335
|  | 900 mm dia |  |  |  | 649 |  | AS PER SSR pg.
|  | Rubber rings conforming BIS 5382/1985 |  |  |  | 278.4
370.6
|  | 1000 mm dia |  |  |  | 777 |  | AS PER SSR pg.
|  | Rubber rings conforming BIS 5382/1985 |  |  |  | 336
441
PHE-LJGI-7 | 7 | Lowering and Jointing G.I. pipes and specials / fittings including excavation of trench of 0.5m width and 0.50 m depth in all soils except rock requiring blasting and refilling trenches after laying and jointing pipes and also including cost of jointing materials (White lead and hemp yarn etc.) but excluding the cost of pipes. Reference to specifications. BIS No.783/85 | [7 empty] | GI PIPES
Details of cost for 10m
| i | 15mm dia nominal bore
a) Labour
|  | Plumber 2nd class | day | 0.06 | 605 | 36.3
|  | Man mazdoor | day | 0.16 | 560 | 89.6
|  | E.W.Excavation & refilling 10x0.50x0.50=2.50cum | cum | 2.5 | 203.84 | 509.6
b) Material
|  | G.I. pipes | m | 10 | 178.1 | 1781
|  | white lead, hemp yarn, oil etc. | L.S. | 0.1 | 178.1 | 17.81
c) Machinery
Nil
|  | (d) Total = a+b+c |  |  |  | 2434.31
|  | (e) Add for water charges @ 1% on Labour & Testing Charges |  |  |  | 1.26
|  | (f) Total = d+e |  |  |  | 2435.57
|  | (g) Overheads & Contractors Profit |  |  |  | 0
|  | (h) Cost for 10 rmt (f+g) |  |  |  | 2435.57
|  | Rate per rmt = h/10 |  |  |  | 243.56
| ii | 20mm dia nominal bore
a) Labour
|  | Plumber 2nd class | day | 0.06 | 605 | 36.3
|  | Man mazdoor | day | 0.16 | 560 | 89.6
|  | E.W.Excavation & refilling 10x0.50x0.50=2.50cum | cum | 2.5 | 203.84 | 509.6
b) Material
|  | G.I. pipes | m | 10 | 226.5 | 2265
|  | white lead, hemp yarn, oil etc. | L.S. | 0.1 | 226.5 | 22.65
c) Machinery
Nil
|  | (d) Total = a+b+c |  |  |  | 2923.15
|  | (e) Add for water charges @ 1% on Labour & Testing Charges |  |  |  | 1.26
|  | (f) Total = d+e |  |  |  | 2924.41
|  | (g) Overheads & Contractors Profit |  |  |  | 0
|  | (h) Cost for 10 rmt (f+g) |  |  |  | 2924.41
|  | Rate per rmt = h/10 |  |  |  | 292.44
| iii | 25mm dia nominal bore
a) Labour
|  | Plumber 2nd class | day | 0.12 | 605 | 72.6
|  | Man mazdoor | day | 0.25 | 560 | 140
|  | E.W.Excavation & refilling 10x0.50x0.50=2.50cum | cum | 2.5 | 203.84 | 509.6
b) Material
|  | G.I. pipes | m | 10 | 324.65 | 3246.5
|  | white lead, hemp yarn, oil etc. | L.S. | 0.1 | 324.65 | 32.46
c) Machinery
Nil
|  | (d) Total = a+b+c |  |  |  | 4001.16
|  | (e) Add for water charges @ 1% on Labour & Testing Charges |  |  |  | 2.13
|  | (f) Total = d+e |  |  |  | 4003.29
|  | (g) Overheads & Contractors Profit |  |  |  | 0
|  | (h) Cost for 10 rmt (f+g) |  |  |  | 4003.29
|  | Rate per rmt = h/10 |  |  |  | 400.33
| iv | 32mm dia nominal bore
a) Labour
|  | Plumber 2nd class | day | 0.12 | 605 | 72.6
|  | Man mazdoor | day | 0.25 | 560 | 140
|  | E.W.Excavation & refilling 10x0.50x0.50=2.50cum | cum | 2.5 | 203.84 | 509.6
b) Material
|  | G.I. pipes | m | 10 | 403.17 | 4031.7
|  | white lead, hemp yarn, oil etc. | L.S. | 0.1 | 403.17 | 40.31
c) Machinery
Nil
|  | (d) Total = a+b+c |  |  |  | 4794.21
|  | (e) Add for water charges @ 1% on Labour & Testing Charges |  |  |  | 2.13
|  | (f) Total = d+e |  |  |  | 4796.34
|  | (g) Overheads & Contractors Profit |  |  |  | 0
|  | (h) Cost for 10 rmt (f+g) |  |  |  | 4796.34
|  | Rate per rmt = h/10 |  |  |  | 479.63
| v | 40mm dia nominal bore
a) Labour
|  | Plumber 2nd class | day | 0.16 | 605 | 96.8
|  | Man mazdoor | day | 0.33 | 560 | 184.8
|  | E.W.Excavation & refilling 10x0.50x0.50=2.50cum | cum | 2.5 | 203.84 | 509.6
b) Material
|  | G.I. pipes | m | 10 | 475.65 | 4756.5
|  | white lead, hemp yarn, oil etc. | L.S. | 0.1 | 475.65 | 47.56
c) Machinery
Nil
|  | (d) Total = a+b+c |  |  |  | 5595.26
|  | (e) Add for water charges @ 1% on Labour & Testing Charges |  |  |  | 2.82
|  | (f) Total = d+e |  |  |  | 5598.08
|  | (g) Overheads & Contractors Profit |  |  |  | 0
|  | (h) Cost for 10 rmt (f+g) |  |  |  | 5598.08
|  | Rate per rmt = h/10 |  |  |  | 559.81
| vi | 50mm dia nominal bore
a) Labour
|  | Plumber 2nd class | day | 0.16 | 605 | 96.8
|  | Man mazdoor | day | 0.33 | 560 | 184.8
|  | E.W.Excavation & refilling 10x0.50x0.50=2.50cum | cum | 2.5 | 203.84 | 509.6
b) Material
|  | G.I. pipes | m | 10 | 649.3 | 6493
|  | white lead, hemp yarn, oil etc. | L.S. | 0.1 | 649.3 | 64.93
c) Machinery
Nil
|  | (d) Total = a+b+c |  |  |  | 7349.13
|  | (e) Add for water charges @ 1% on Labour & Testing Charges |  |  |  | 2.82
|  | (f) Total = d+e |  |  |  | 7351.95
|  | (g) Overheads & Contractors Profit |  |  |  | 0
|  | (h) Cost for 10 rmt (f+g) |  |  |  | 7351.95
|  | Rate per rmt = h/10 |  |  |  | 735.2
| vii | 65mm dia nominal bore
a) Labour
|  | Plumber 2nd class | day | 0.25 | 605 | 151.25
|  | Man mazdoor | day | 0.66 | 560 | 369.6
|  | E.W.Excavation & refilling 10x0.50x0.50=2.50cum | cum | 2.5 | 203.84 | 509.6
b) Material
|  | G.I. pipes | m | 10 | 818.42 | 8184.2
|  | white lead, hemp yarn, oil etc. | L.S. | 0.1 | 818.42 | 81.84
c) Machinery
Nil
|  | (d) Total = a+b+c |  |  |  | 9296.49
|  | (e) Add for water charges @ 1% on Labour & Testing Charges |  |  |  | 5.21
|  | (f) Total = d+e |  |  |  | 9301.7
|  | (g) Overheads & Contractors Profit |  |  |  | 0
|  | (h) Cost for 10 rmt (f+g) |  |  |  | 9301.7
|  | Rate per rmt = h/10 |  |  |  | 930.17
| viii | 80mm dia nominal bore
a) Labour
|  | Plumber 2nd class | day | 0.25 | 605 | 151.25
|  | Man mazdoor | day | 0.66 | 560 | 369.6
|  | E.W.Excavation & refilling 10x0.50x0.50=2.50cum | cum | 2.5 | 203.84 | 509.6
b) Material
|  | G.I. pipes | m | 10 | 1023.78 | 10237.8
|  | white lead, hemp yarn, oil etc. | L.S. | 0.1 | 1023.78 | 102.37
c) Machinery
Nil
|  | (d) Total = a+b+c |  |  |  | 11370.62
|  | (e) Add for water charges @ 1% on Labour & Testing Charges |  |  |  | 5.21
|  | (f) Total = d+e |  |  |  | 11375.83
|  | (g) Overheads & Contractors Profit |  |  |  | 0
|  | (h) Cost for 10 rmt (f+g) |  |  |  | 11375.83
|  | Rate per rmt = h/10 |  |  |  | 1137.58
| ix | 100mm dia nominal bore
a) Labour
|  | Plumber 2nd class | day | 0.37 | 605 | 223.85
|  | Man mazdoor | day | 0.97 | 560 | 543.2
|  | E.W.Excavation & refilling 10x0.50x0.50=2.50cum | cum | 2.5 | 203.84 | 509.6
b) Material
|  | G.I. pipes | m | 10 | 1454.13 | 14541.3
|  | white lead, hemp yarn, oil etc. | L.S. | 0.1 | 1454.13 | 145.41
c) Machinery
Nil
|  | (d) Total = a+b+c |  |  |  | 15963.36
|  | (e) Add for water charges @ 1% on Labour & Testing Charges |  |  |  | 7.67
|  | (f) Total = d+e |  |  |  | 15971.03
|  | (g) Overheads & Contractors Profit |  |  |  | 0
|  | (h) Cost for 10 rmt (f+g) |  |  |  | 15971.03
|  | Rate per rmt = h/10 |  |  |  | 1597.1
| Inp | 125mm dia nominal bore
a) Labour
|  | Plumber 2nd class | day | 0.475 | 605 | 287.37
|  | Man mazdoor | day | 1.255 | 560 | 702.8
|  | E.W.Excavation & refilling 10x0.50x0.50=2.50cum | cum | 2.5 | 203.84 | 509.6
b) Material
|  | G.I. pipes | m | 10 | 2000.75 | 20007.5
|  | white lead, hemp yarn, oil etc. | L.S. | 0.1 | 2000.75 | 200.07
c) Machinery
Nil
|  | (d) Total = a+b+c |  |  |  | 21707.34
|  | (e) Add for water charges @ 1% on Labour & Testing Charges |  |  |  | 9.9
|  | (f) Total = d+e |  |  |  | 21717.24
|  | (g) Overheads & Contractors Profit |  |  |  | 0
|  | (h) Cost for 10 rmt (f+g) |  |  |  | 21717.24
|  | Rate per rmt = h/10 |  |  |  | 2171.72
| x | 150mm dia nominal bore
a) Labour
|  | Plumber 2nd class | day | 0.58 | 605 | 350.9
|  | Man mazdoor | day | 1.54 | 560 | 862.4
|  | E.W.Excavation & refilling 10x0.50x0.50=2.50cum | cum | 2.5 | 203.84 | 509.6
b) Material
|  | G.I. pipes | m | 10 | 2289.16 | 22891.6
|  | white lead, hemp yarn, oil etc. | L.S. | 0.1 | 2289.16 | 228.91
c) Machinery
Nil
|  | (d) Total = a+b+c |  |  |  | 24843.41
|  | (e) Add for water charges @ 1% on Labour & Testing Charges |  |  |  | 12.13
|  | (f) Total = d+e |  |  |  | 24855.54
|  | (g) Overheads & Contractors Profit |  |  |  | 0
|  | (h) Cost for 10 rmt (f+g) |  |  |  | 24855.54
|  | Rate per rmt = h/10 |  |  |  | 2485.55
PHE-GIDM-8 | 8 | Making connection of G.I. distribution branch with G.I. main by providing and fixing tee, including cutting and threading the pipes and fixing tee etc., complete. Reference to specifications. BIS No.783/85 |  |  |  |  | NOT UPDATED
Details of cost for 1 No
| i | 25mm branch from 40mm nominal dia main
a) Labour
|  | Plumber 2nd class | day | 0.33 | 605 | 199.65
|  | Man mazdoor | day | 0.33 | 560 | 184.8
|  | b) Material |  |  |  | 0
|  | G.I. tee 25mm dia. | Each | 1
|  | G.I. Jam nut 25mm | Each | 1
Sundries
c) Machinery
Nil
|  | (d) Total = a+b+c |  |  |  | 384.45
|  | (e) Add for water charges @ 1% on Labour & Testing Charges |  |  |  | 3.84
|  | (f) Total = d+e |  |  |  | 388.29
|  | (g) Overheads & Contractors Profit |  |  |  | 0
|  | Rate per 1No (f+g) |  |  |  | 388.29
| ii | 50 mm branch from 80 mm nominal dia main |  |  |  | 3.88
a) Labour
|  | Plumber 2nd class | day | 0.45 | 605 | 272.25
|  | Man mazdoor | day | 0.45 | 560 | 252
|  | b) Material |  |  |  | 0
|  | G.I. tee 50mm dia. | Each | 1
|  | G.I. Jam nut 50mm | Each | 1
Sundries
c) Machinery
Nil
|  | (d) Total = a+b+c |  |  |  | 524.25
|  | (e) Add for water charges @ 1% on Labour & Testing Charges |  |  |  | 5.24
|  | (f) Total = d+e |  |  |  | 529.49
|  | (g) Overheads & Contractors Profit |  |  |  | 0
|  | Rate per 1No (f+g) |  |  |  | 529.49
| iii | 100mm branch from 150mm nominal dia main |  |  |  | 5.29
a) Labour
|  | Plumber 2nd class | day | 0.45 | 605 | 272.25
|  | Man mazdoor | day | 0.45 | 560 | 252
b) Material
|  | G.I. tee 150mm dia. | Each | 1
|  | G.I. Jam nut 150mm | Each | 1
Sundries
c) Machinery
Nil
|  | (d) Total = a+b+c |  |  |  | 524.25
|  | (e) Add for water charges @ 1% on Labour & Testing Charges |  |  |  | 5.24
|  | (f) Total = d+e |  |  |  | 529.49
|  | (g) Overheads & Contractors Profit |  |  |  | 0
|  | Rate per 1No (f+g) |  |  |  | 529.49
PHE-LACP-9 | 9 | Lowering and laying AC pressure pipes (class 5 & 10) in ready made trenches true to alignment and gradient including all sundries but excluding conveyance from source of supply. Reference to specifications BIS 6530/72 |  |  |  |  | From SSR |  |  | AC PIPES LOWERING
Details of cost for 1rmt
Note : The Coat of lowring, laying is taken for 1 kg weight as per sub-analysis made for CI SS ends.
| A | Class 10 & 15 pipes :
| i | 80 mm dia pipe
Weight of 1m length = (6.225+6.225)/2 = 6.225 kgs
|  | (a) Labour charges for laying | kgs | 6.225 | 1.88 | 11.7
|  | (b) Overheads & Contractors Profit |  |  |  | 0
|  | Rate per metre |  |  |  | 11.7
| ii | 100 mm dia pipe
Weight of 1m length = (7.8+8.18)/2 = 7.99 kgs
|  | (a) Labour charges for laying | kgs | 7.99 | 1.88 | 15.02
|  | (b) Overheads & Contractors Profit |  |  |  | 0
|  | Rate per metre |  |  |  | 15.02
| iii | 125 mm dia pipe
Weight of 1m length = (9.8+10.725)/2 = 10.262 kgs
|  | (a) Labour charges for laying | kgs | 10.262 | 1.88 | 19.29
|  | (b) Overheads & Contractors Profit |  |  |  | 0
|  | Rate per metre |  |  |  | 19.29
| iv | 150 mm dia pipe
Weight of 1m length = (12.15+15.18)/2 = 13.665 kgs
|  | (a) Labour charges for laying | kgs | 13.665 | 1.88 | 25.69
|  | (b) Overheads & Contractors Profit |  |  |  | 0
|  | Rate per metre |  |  |  | 25.69
| v | 200 mm dia pipe
Weight of 1m length = (19.1+25.3)/2 = 22.2 kgs
|  | (a) Labour charges for laying | kgs | 22.2 | 1.88 | 41.73
|  | (b) Overheads & Contractors Profit |  |  |  | 0
|  | Rate per metre |  |  |  | 41.73
| vi | 250 mm dia pipe
Weight of 1m length = (24.9+32)/2 = 28.450 kgs
|  | (a) Labour charges for laying | kgs | 28.45 | 1.88 | 53.48
|  | (b) Overheads & Contractors Profit |  |  |  | 0
|  | Rate per metre |  |  |  | 53.48
| vii | 300 mm dia pipe
Weight of 1m length = (32.2+44.925)/2 =38.562 kgs
|  | (a) Labour charges for laying | kgs | 38.562 | 1.88 | 72.49
|  | (b) Overheads & Contractors Profit |  |  |  | 0
|  | Rate per metre |  |  |  | 72.49
| viii | 350 mm dia pipe
Weight of 1m length = (13.6+54.875)/2 = 47.237 kgs
|  | (a) Labour charges for laying | kgs | 47.237 | 1.88 | 88.8
|  | (b) Overheads & Contractors Profit |  |  |  | 0
|  | Rate per metre |  |  |  | 88.8
| ix | 400 mm dia pipe
Weight of 1m length = (49.125+71.425)/2 =60.275 kgs
|  | (a) Labour charges for laying | kgs | 60.275 | 1.88 | 113.31
|  | (b) Overheads & Contractors Profit |  |  |  | 0
|  | Rate per metre |  |  |  | 113.31
| x | 450 mm dia pipe
Weight of 1m length = (59.225+84.025)/2 = 71.625 kgs
|  | (a) Labour charges for laying | kgs | 71.625 | 1.88 | 134.65
|  | (b) Overheads & Contractors Profit |  |  |  | 0
|  | Rate per metre |  |  |  | 134.65
| xi | 500 mm dia pipe
Weight of 1m length = (73.2+104.25)/2 = 88.725 kgs
|  | (a) Labour charges for laying | kgs | 88.725 | 1.88 | 166.8
|  | (b) Overheads & Contractors Profit |  |  |  | 0
|  | Rate per metre |  |  |  | 166.8
| xii | 600 mm dia pipe
Weight of 1m length = (102.5+148.025)/2 = 125.262 kgs
|  | (a) Labour charges for laying | kgs | 125.262 | 1.88 | 235.49
|  | (b) Overheads & Contractors Profit |  |  |  | 0
|  | Rate per metre |  |  |  | 235.49
| B | Class 20 & 25 pipes :
| i | 80 mm dia pipe
Weight of 1m length = (6.23+8.525)/2 = 7.378 kgs
|  | (a) Labour charges for laying | kgs | 7.378 | 1.88 | 13.87
|  | (b) Overheads & Contractors Profit |  |  |  | 0
|  | Rate per metre |  |  |  | 13.87
| ii | 100 mm dia pipe
Weight of 1m length = (10.35+12.825)/2 =11.587 kgs
|  | (a) Labour charges for laying | kgs | 11.587 | 1.88 | 21.78
|  | (b) Overheads & Contractors Profit |  |  |  | 0
|  | Rate per metre |  |  |  | 21.78
| iii | 125 mm dia pipe
Weight of 1m length = (13.35+16.825)/2 = 15.087 kgs
|  | (a) Labour charges for laying | kgs | 15.087 | 1.88 | 28.36
|  | (b) Overheads & Contractors Profit |  |  |  | 0
|  | Rate per metre |  |  |  | 28.36
| iv | 150 mm dia pipe
Weight of 1m length = (18.9+23.65)/2 = 21.275 kgs
|  | (a) Labour charges for laying | kgs | 21.275 | 1.88 | 39.99
|  | (b) Overheads & Contractors Profit |  |  |  | 0
|  | Rate per metre |  |  |  | 39.99
| v | 200 mm dia pipe
Weight of 1m length = (32.1+40.75)/2 = 36.425 kgs
|  | (a) Labour charges for laying | kgs | 36.425 | 1.88 | 68.47
|  | (b) Overheads & Contractors Profit |  |  |  | 0
|  | Rate per metre |  |  |  | 68.47
| vi | 250 mm dia pipe
Weight of 1m length = (41.175+51.65)/2 = 46.412 kgs
|  | (a) Labour charges for laying | kgs | 46.412 | 1.88 | 87.25
|  | (b) Overheads & Contractors Profit |  |  |  | 0
|  | Rate per metre |  |  |  | 87.25
| vii | 300 mm dia pipe
Weight of 1m length = (58.1+74.05)/2 = 66.075 kgs
|  | (a) Labour charges for laying | kgs | 66.075 | 1.88 | 124.22
|  | (b) Overheads & Contractors Profit |  |  |  | 0
|  | Rate per metre |  |  |  | 124.22
| viii | 350 mm dia pipe
Weight of 1m length = (71.275+81.55)/2 = 76.412 kgs
|  | (a) Labour charges for laying | kgs | 76.412 | 1.88 | 143.65
|  | (b) Overheads & Contractors Profit |  |  |  | 0
|  | Rate per metre |  |  |  | 143.65
| ix | 400 mm dia pipe
Weight of 1m length = (93.05+115.4)/2 = 104.225 kgs
|  | (a) Labour charges for laying | kgs | 104.225 | 1.88 | 195.94
|  | (b) Overheads & Contractors Profit |  |  |  | 0
|  | Rate per metre |  |  |  | 195.94
| x | 450 mm dia pipe
Weight of 1m length = (111.275+139.45)/2 = 125.36 kgs
|  | (a) Labour charges for laying | kgs | 125.36 | 1.88 | 235.67
|  | (b) Overheads & Contractors Profit |  |  |  | 0
|  | Rate per metre |  |  |  | 235.67
| xi | 500 mm dia pipe
Weight of 1m length = (136.325+171.275)/2 = 153.8 kgs
|  | (a) Labour charges for laying | kgs | 153.8 | 1.88 | 289.14
|  | (b) Overheads & Contractors Profit |  |  |  | 0
|  | Rate per metre |  |  |  | 289.14
| xii | 600 mm dia pipe
Weight of 1m length = (192.925+245.9)/2 = 219.412 kgs
|  | (a) Labour charges for laying | kgs | 219.412 | 1.88 | 412.49
|  | (b) Overheads & Contractors Profit |  |  |  | 0
|  | Rate per metre |  |  |  | 412.49
PHE-JACP-10 | 10 | Jointing A.C. pressure pipes with A.C. coupling or C.I. detachable joints complete with rubber rings including filling with water, with a water lead up to 500m and testing to required pressure etc., complete but excluding cost of jointing materials and conveyance of pipe from source of supply. Reference to specifications BIS No.6530/72 (Labour Charges Only) |  |  |  |  | from ssr |  |  | AC JOINTING
Detail of cost for 10 joints
Sub Analysis : For Machinery used for testing
OBSERVED DATA FOR TESTING OF 450 MM DIA PSC MAIN : Pumping main to Hydralic field test pressure including transportation of Water with minimum lead of 500 M
(Length = 500 Mts) taking out put / 500 Mts. Unit = 1 Rmt.
Machinery
|  | Hire chargers for Hydralic field test pressure testing including transportation of water @ Rs. 1200/- (1000+200) / day | days | 3 | 1200 | 3600
Materials
|  | Pressure guage | Nos | 0.05 | 1500 | 75
|  | 3/4" G.I. Pipe | Mts | 3 | 226.5 | 679.5
|  | Specials | Ls | 1 | 500 | 500
|  | Dummies | No. | 0.1 | 1500 | 150
|  | Diesel (2 Lts. / Hr) 30 Hrs. | Lts. | 60 | 99.43 | 5965.8
|  | (T) Total Rate per 500 Mts. |  |  |  | 10970.3
|  | (r) Rate per 1 Rmt for 450 mm dia |  |  |  | 21.94
|  | (R) Rate per 1 Rmt for 10 mm dia = (10/450) x r |  |  |  | 0.49
| i | 80 mm dia meter pipe
(a) Labour
|  | Plumber 1st class | day | 0.18 | 750 | 135
|  | Plumber 2nd class | day | 0.42 | 605 | 254.1
|  | Man mazdoor | day | 1.6 | 560 | 896
Total
|  | (b) Machinery for Testing of Pipelines with required pressure as per relevant IS Specification including hire charges of testing equipment, labour and transportation of water upto 500 M lead Materials needed for testing (as per Sub Analysis 11 A) | rm | 40 | 5.2978 | 211.91
|  | (c) Add for water charges @ 1% on Labour & Testing Charges |  |  |  | 14.9701
|  | (d) Total = a+b+c |  |  |  | 1511.9801
|  | (e) Overheads & Contractors Profit |  |  |  | 0
|  | (f) Cost for 10 joints = d+e |  |  |  | 1511.9801
|  | Rate per each joint = f/10 |  |  |  | 151.198
| ii | 100 mm dia meter pipe
(a) Labour
|  | Plumber 1st class | day | 0.3 | 750 | 225
|  | Plumber 2nd class | day | 0.7 | 605 | 423.5
|  | Man mazdoor | day | 2 | 560 | 1120
Total
|  | (b) Machinery for Testing of Pipelines with required pressure as per relevant IS Specification including hire charges of testing equipment, labour and transportation of water upto 500 M lead Materials needed for testing (as per Sub Analysis 11 A) | rm | 40 | 6.6222 | 264.88
|  | (c) Add for water charges @ 1% on Labour & Testing Charges |  |  |  | 20.3338
|  | (d) Total = a+b+c |  |  |  | 2053.7138
|  | (e) Overheads & Contractors Profit |  |  |  | 0
|  | (f) Cost for 10 joints = d+e |  |  |  | 2053.7138
|  | Rate per each joint = f/10 |  |  |  | 205.3714
| iii | 125 mm dia meter pipe
(a) Labour
|  | Plumber 1st class | day | 0.3 | 750 | 225
|  | Plumber 2nd class | day | 0.7 | 605 | 423.5
|  | Man mazdoor | day | 2 | 560 | 1120
Total
|  | (b) Machinery for Testing of Pipelines with required pressure as per relevant IS Specification including hire charges of testing equipment, labour and transportation of water upto 500 M lead Materials needed for testing (as per Sub Analysis 11 A) | rm | 40 | 8.2778 | 331.11
|  | (c) Add for water charges @ 1% on Labour & Testing Charges |  |  |  | 20.9961
|  | (d) Total = a+b+c |  |  |  | 2120.6061
|  | (e) Overheads & Contractors Profit |  |  |  | 0
|  | (f) Cost for 10 joints = d+e |  |  |  | 2120.6061
|  | Rate per each joint = f/10 |  |  |  | 212.0606
| iv | 150 mm dia meter pipe
(a) Labour
|  | Plumber 1st class | day | 0.36 | 750 | 270
|  | Plumber 2nd class | day | 0.84 | 605 | 508.2
|  | Man mazdoor | day | 2.2 | 560 | 1232
Total
|  | (b) Machinery for Testing of Pipelines with required pressure as per relevant IS Specification including hire charges of testing equipment, labour and transportation of water upto 500 M lead Materials needed for testing (as per Sub Analysis 11 A) | rm | 40 | 9.9333 | 397.33
|  | (c) Add for water charges @ 1% on Labour & Testing Charges |  |  |  | 24.0753
|  | (d) Total = a+b+c |  |  |  | 2431.6053
|  | (e) Overheads & Contractors Profit |  |  |  | 0
|  | (f) Cost for 10 joints = d+e |  |  |  | 2431.6053
|  | Rate per each joint = f/10 |  |  |  | 243.1605
| v | 200 mm dia meter pipe
(a) Labour
|  | Plumber 1st class | day | 0.36 | 750 | 270
|  | Plumber 2nd class | day | 0.84 | 605 | 508.2
|  | Man mazdoor | day | 2.2 | 560 | 1232
Total
|  | (b) Machinery for Testing of Pipelines with required pressure as per relevant IS Specification including hire charges of testing equipment, labour and transportation of water upto 500 M lead Materials needed for testing (as per Sub Analysis 11 A) | rm | 40 | 13.2444 | 529.77
|  | (c) Add for water charges @ 1% on Labour & Testing Charges |  |  |  | 25.3997
|  | (d) Total = a+b+c |  |  |  | 2565.3697
|  | (e) Overheads & Contractors Profit |  |  |  | 0
|  | (f) Cost for 10 joints = d+e |  |  |  | 2565.3697
|  | Rate per each joint = f/10 |  |  |  | 256.537
| vi | 250 mm dia meter pipe
(a) Labour
|  | Plumber 1st class | day | 0.48 | 750 | 360
|  | Plumber 2nd class | day | 1.12 | 605 | 677.6
|  | Man mazdoor | day | 2.6 | 560 | 1456
Total
|  | (b) Machinery for Testing of Pipelines with required pressure as per relevant IS Specification including hire charges of testing equipment, labour and transportation of water upto 500 M lead Materials needed for testing (as per Sub Analysis 11 A) | rm | 40 | 16.5556 | 662.22
|  | (c) Add for water charges @ 1% on Labour & Testing Charges |  |  |  | 31.5582
|  | (d) Total = a+b+c |  |  |  | 3187.3782
|  | (e) Overheads & Contractors Profit |  |  |  | 0
|  | (f) Cost for 10 joints = d+e |  |  |  | 3187.3782
|  | Rate per each joint = f/10 |  |  |  | 318.7378
| vii | 300 mm dia meter pipe
(a) Labour
|  | Plumber 1st class | day | 0.48 | 750 | 360
|  | Plumber 2nd class | day | 1.12 | 605 | 677.6
|  | Man mazdoor | day | 2.6 | 560 | 1456
Total
|  | (b) Machinery for Testing of Pipelines with required pressure as per relevant IS Specification including hire charges of testing equipment, labour and transportation of water upto 500 M lead Materials needed for testing (as per Sub Analysis 11 A) | rm | 40 | 19.8667 | 794.66
|  | (c) Add for water charges @ 1% on Labour & Testing Charges |  |  |  | 32.8826
|  | (d) Total = a+b+c |  |  |  | 3321.1426
|  | (e) Overheads & Contractors Profit |  |  |  | 0
|  | (f) Cost for 10 joints = d+e |  |  |  | 3321.1426
|  | Rate per each joint = f/10 |  |  |  | 332.1143
| viii | 350 mm dia meter pipe
(a) Labour
|  | Plumber 1st class | day | 0.6 | 750 | 450
|  | Plumber 2nd class | day | 1.4 | 605 | 847
|  | Man mazdoor | day | 3 | 560 | 1680
Total
|  | (b) Machinery for Testing of Pipelines with required pressure as per relevant IS Specification including hire charges of testing equipment, labour and transportation of water upto 500 M lead Materials needed for testing (as per Sub Analysis 11 A) | rm | 40 | 23.1778 | 927.11
|  | (c) Add for water charges @ 1% on Labour & Testing Charges |  |  |  | 39.0411
|  | (d) Total = a+b+c |  |  |  | 3943.1511
|  | (e) Overheads & Contractors Profit |  |  |  | 0
|  | (f) Cost for 10 joints = d+e |  |  |  | 3943.1511
|  | Rate per each joint = f/10 |  |  |  | 394.3151
| ix | 400 mm dia meter pipe
(a) Labour
|  | Plumber 1st class | day | 0.6 | 750 | 450
|  | Plumber 2nd class | day | 1.4 | 605 | 847
|  | Man mazdoor | day | 3 | 560 | 1680
Total
|  | (b) Machinery for Testing of Pipelines with required pressure as per relevant IS Specification including hire charges of testing equipment and transportation of water upto 500 M lead Materials needed for testing (as per Sub Analysis 11 A) | rm | 40 | 26.4889 | 1059.55
|  | (c) Add for water charges @ 1% on Labour & Testing Charges |  |  |  | 40.3655
|  | (d) Total = a+b+c |  |  |  | 4076.9155
|  | (e) Overheads & Contractors Profit |  |  |  | 0
|  | (f) Cost for 10 joints = d+e |  |  |  | 4076.9155
|  | Rate per each joint = f/10 |  |  |  | 407.6916
| x | 450 mm dia meter pipe
(a) Labour
|  | Plumber 1st class | day | 0.72 | 750 | 540
|  | Plumber 2nd class | day | 1.68 | 605 | 1016.4
|  | Man mazdoor | day | 3.4 | 560 | 1904
Total
|  | (b) Machinery for Testing of Pipelines with required pressure as per relevant IS Specification including hire charges of testing equipment and transportation of water upto 500 M lead Materials needed for testing (as per Sub Analysis 11 A) | rm | 40 | 29.8 | 1192
|  | (c) Add for water charges @ 1% on Labour & Testing Charges |  |  |  | 46.524
|  | (d) Total = a+b+c |  |  |  | 4698.924
|  | (e) Overheads & Contractors Profit |  |  |  | 0
|  | (f) Cost for 10 joints = d+e |  |  |  | 4698.924
|  | Rate per each joint = f/10 |  |  |  | 469.8924
| xi | 500 mm dia meter pipe
(a) Labour
|  | Plumber 1st class | day | 0.72 | 750 | 540
|  | Plumber 2nd class | day | 1.68 | 605 | 1016.4
|  | Man mazdoor | day | 3.4 | 560 | 1904
Total
|  | (b) Machinery for Testing of Pipelines with required pressure as per relevant IS Specification including hire charges of testing equipment and transportation of water upto 500 M lead Materials needed for testing (as per Sub Analysis 11 A) | rm | 40 | 33.1111 | 1324.44
|  | (c) Add for water charges @ 1% on Labour & Testing Charges |  |  |  | 47.8484
|  | (d) Total = a+b+c |  |  |  | 4832.6884
|  | (e) Overheads & Contractors Profit |  |  |  | 0
|  | (f) Cost for 10 joints = d+e |  |  |  | 4832.6884
|  | Rate per each joint = f/10 |  |  |  | 483.2688
| xii | 600 mm dia meter pipe
(a) Labour
|  | Plumber 1st class | day | 0.84 | 750 | 630
|  | Plumber 2nd class | day | 1.96 | 605 | 1185.8
|  | Man mazdoor | day | 3.8 | 560 | 2128
Total
|  | (b) Machinery for Testing of Pipelines with required pressure as per relevant IS Specification including hire charges of testing equipment and transportation of water upto 500 M lead Materials needed for testing (as per Sub Analysis 11 A) | rm | 40 | 39.7333 | 1589.33
|  | (c) Add for water charges @ 1% on Labour & Testing Charges |  |  |  | 55.3313
|  | (d) Total = a+b+c |  |  |  | 5588.4613
|  | (e) Overheads & Contractors Profit |  |  |  | 0
|  | (f) Cost for 10 joints = d+e |  |  |  | 5588.4613
|  | Rate per each joint = f/10 |  |  |  | 558.8461
PHE-LJUP-11 | 11 | Lowering, laying, jointing and testing to hydralic test pressure including cost of water with minimum water lead of 500m for UPVC pressure pipes in ready made trenches true to alignment and gradient including all sundries but excluding cost & conveyance of pipes from source of supply and jointing materials as per BIS No. 7634 - Part III - 1975 | [7 empty] | PVC PIPES
Sub Analysis for 160 mm Dia :
Taking output : Length - 500 m ; Joints - 83 Nos
(a) Labour
For lowering / sub surface transport
|  | Mazdoor | day | 7 | 560 | 3920
Jointing
|  | Fitter | day | 2 | 705 | 1410
|  | Mazdoor | day | 4 | 560 | 2240
Testing
|  | Testing of Pipelines with required pressure as per relevant IS Specification including filling with water with a water lead upto 500 M, including hire charges of testing equipment and labour, Materials needed for testing (as per Sub Analysis 2 A) | rm | 500 | 10.5956 | 5297.78
|  | Total |  |  |  | 12867.78
(b) Material
|  | Add for Water charges at 1% on Labour & Testing | Lt |  |  | 128.68
|  | (c) Overheads & Contractors Profit |  |  |  | 0
|  | (d) Total (a+b+c) |  |  |  | 12996.46
|  | Rate per RM =d/500 |  |  |  | 25.99
|  | Rate per 10 mm / 1rm |  |  |  | 1.62
| A | All Classes pipes :
| i | 63 mm dia pipe
Weight of 1m length = (0.468+0.666+1.01)/3 =0.715 kgs
|  | (a) Labour charges for laying, jointing & testing | rm | 6.3 | 1.62 | 10.21
|  | (b) Overheads & Contractors Profit |  |  |  | 0
|  | Rate per metre a+b |  |  |  | 10.21
| ii | 75 mm dia pipe
Weight of 1m length = (0.655+0.923+1.439)/3 =1.005 kgs
|  | (a) Labour charges for laying, jointing & testing | rm | 7.5 | 1.62 | 12.15
|  | (b) Overheads & Contractors Profit |  |  |  | 0
|  | Rate per metre a+b |  |  |  | 12.15
| iii | 90 mm dia pipe
Weight of 1m length = (0.924+1.321+2.032)/3 =1.426 kgs
|  | (a) Labour charges for laying, jointing & testing | rm | 9 | 1.62 | 14.58
|  | (b) Overheads & Contractors Profit |  |  |  | 0
|  | Rate per metre a+b |  |  |  | 14.58
| iv | 110 mm dia pipe
Weight of 1m length = (1.323+1.902+3.062)/3 =2.096 kgs
|  | (a) Labour charges for laying, jointing & testing | rm | 11 | 1.62 | 17.82
|  | (b) Overheads & Contractors Profit |  |  |  | 0
|  | Rate per metre a+b |  |  |  | 17.82 |  | 63 | 10.21
| v | 125 mm dia pipe | [5 empty] | 75 | 12.15
|  | Weight of 1m length = (1.722+2.511+3.929)/3 =2.72 kgs | [5 empty] | 90 | 14.58
|  | (a) Labour charges for laying, jointing & testing | rm | 12.5 | 1.62 | 20.25 |  | 110 | 17.82
|  | (b) Overheads & Contractors Profit |  |  |  | 0 |  | 125 | 20.25
|  | Rate per metre a+b |  |  |  | 20.25 |  | 140 | 22.68
| vi | 140 mm dia pipe | [5 empty] | 160 | 25.92
|  | Weight of 1m length = (2.144+3.116+4.905)/3 =3.388 kgs | [5 empty] | 180 | 29.16
|  | (a) Labour charges for laying, jointing & testing | rm | 14 | 1.62 | 22.68 |  | 200 | 32.4
|  | (b) Overheads & Contractors Profit |  |  |  | 0 |  | 225 | 36.45
|  | Rate per metre a+b |  |  |  | 22.68 |  | 250 | 40.5
| vii | 160 mm dia pipe | [5 empty] | 280 | 45.36
|  | Weight of 1m length = (2.799+4.012+6.414)/3 =4.408 kgs | [5 empty] | 315 | 51.03
|  | (a) Labour charges for laying, jointing & testing | rm | 16 | 1.62 | 25.92
|  | (b) Overheads & Contractors Profit |  |  |  | 0
|  | Rate per metre a+b |  |  |  | 25.92
| viii | 180 mm dia pipe
Weight of 1m length = (3.581+5.134+8.092)/3 =5.602 kgs
|  | (a) Labour charges for laying, jointing & testing | rm | 18 | 1.62 | 29.16
|  | (b) Overheads & Contractors Profit |  |  |  | 0
|  | Rate per metre a+b |  |  |  | 29.16
| ix | 200 mm dia pipe
Weight of 1m length = (4.331+6.351+10.001)/3 =6.894 kgs
|  | (a) Labour charges for laying, jointing & testing | rm | 20 | 1.62 | 32.4
|  | (b) Overheads & Contractors Profit |  |  |  | 0
|  | Rate per metre a+b |  |  |  | 32.4
| x | 225 mm dia pipe
Weight of 1m length = (5.511+7.975+12.675)/3 =8.72 kgs
|  | (a) Labour charges for laying, jointing & testing | rm | 22.5 | 1.62 | 36.45
|  | (b) Overheads & Contractors Profit |  |  |  | 0
|  | Rate per metre a+b |  |  |  | 36.45
| xi | 250 mm dia pipe
Weight of 1m length = (6.674+9.886+15.666)/3 =10.742 kgs
|  | (a) Labour charges for laying, jointing & testing | rm | 25 | 1.62 | 40.5
|  | (b) Overheads & Contractors Profit |  |  |  | 0
|  | Rate per metre a+b |  |  |  | 40.5
| xii | 280 mm dia pipe
Weight of 1m length = (8.453+12.404+19.616)/3 =13.491 kgs
|  | (a) Labour charges for laying, jointing & testing | rm | 28 | 1.62 | 45.36
|  | (b) Overheads & Contractors Profit |  |  |  | 0
|  | Rate per metre a+b |  |  |  | 45.36
| xiii | 315 mm dia pipe
Weight of 1m length = (10.682+15.723+24.732)/3 =17.046 kgs
|  | (a) Labour charges for laying, jointing & testing | rm | 31.5 | 1.62 | 51.03
|  | (b) Overheads & Contractors Profit |  |  |  | 0
|  | Rate per metre a+b |  |  |  | 51.03 |  |  |  | 64.8
[7 empty] | 355mm | 35.5 | 1.62 | 57.51
PHE-LJHE-12 | 12 | Laying and jointing of HDPE pipes by butt fusion welding as per IS:7634 – part-II/1975 as amended from time to time to the alignment and gradient and testing the pipeline to the required pressure. | [8 empty] | HDPE PIPES
|  | Note : Specialized labour is needed for execution of laying & jointing for HDPE Pipes with buttfusion welding technique as per IS Specification. |  |  |  |  | with effect from SSR 2015-16 HDPE rates are considered from PH standard data
| i | 63 mm Dia
Taking output : Length - 480 m ; Joints - 40 Nos
(a) Labour
For lowering / sub surface transport
|  | Mazdoor | day | 4 | 560 | 2240
|  | Jointing | [9 empty] | Labour component
|  | Fitter | day | 1 | 705 | 705 |  | 6060 |  |  |  | 26.365
|  | Mazdoor | day | 2 | 560 | 1120 |  | 1472.8 |  |  |  | 16.2142
|  | Testing | [5 empty] | 250 |  |  |  | 42.5792
|  | Fitter | day | 1 | 705 | 705 |  | 7782.8 | 16.2142 | labour component
|  | Mazdoor | day | 2 | 560 | 1120
|  | Supervisor | day | 1 | 575 | 575 | 5655 | 0.28299 | 11.7808
Total
(b) Machinery
|  | Hirecharges of Generator Set & Hydraulic Testing Equipment | day | 1 | 10855.2 | 10855.2 |  | 10752.8
(c) Material
|  | Kerosene | Lt | 4 | 72.38 | 289.52 |  |  |  | water tanker 8000 litres from ssr
|  | Diesel | Lt | 8 | 99.43 | 795.44 |  |  |  | ssr
|  | Water for Testing | Lt | 1207.7137 | 0.099 | 119.56 |  | 0.083 | 24 | 358 | 8592
|  | Transport | day | 1 | 1458.435 | 1458.435 | [5 empty] | 0 | 0
|  | Overheads & Contractors Profit |  |  |  | 0
|  | (d) Total (a+b+c) |  |  |  | 19983.155 |  |  |  |  | 987.9 | 23709.6 | 2963.7
|  | Rate per RM =d/480 |  |  |  | 41.63
| ii | 75 mm Dia
Taking output : Length - 456 m ; Joints - 38 Nos
(a) Labour
For lowering / sub surface transport
|  | Mazdoor | day | 4 | 560 | 2240 |  |  |  |  | 63 | 41.63
|  | Jointing | [8 empty] | 75 | 45.01
|  | Fitter | day | 1 | 705 | 705 |  |  |  |  | 90 | 50.77
|  | Mazdoor | day | 2 | 560 | 1120 |  |  |  |  | 110 | 61.22
|  | Testing | [8 empty] | 125 | 74.92
|  | Fitter | day | 1 | 705 | 705 |  |  |  |  | 140 | 88.37
|  | Mazdoor | day | 2 | 560 | 1120 |  |  |  |  | 160 | 94.7
|  | Supervisor | day | 1 | 575 | 575 | 5655 | 0.27552 | 12.4013 |  | 180 | 122.3
|  | Total | [8 empty] | 200 | 138.21
|  | (b) Machinery | [8 empty] | 225 | 160.78
|  | Hire charges of Generator Set & Hydraulic testing equipment | day | 1 | 10855.2 | 10855.2 |  |  |  |  | 250 | 171.82
|  | (c) Material | [8 empty] | 280 | 203.31
|  | Kerosene | Lt | 4 | 72.38 | 289.52 |  |  |  |  | 315 | 230.34
|  | Diesel | Lt | 8 | 99.43 | 795.44 |  |  |  |  | 355 | 305.52
|  | Water for Testing | Lt | 1622.127 | 0.099 | 160.59 |  |  |  |  | 400
|  | Transport | day | 1 | 1958.8806 | 1958.8806
|  | Overheads & Contractors Profit |  |  |  | 0
|  | (d) Total (a+b+c) |  |  |  | 20524.6306
|  | Rate per RM =d/456 |  |  |  | 45.01 |  | SSR Rate
| iii | 90 mm Dia
Taking output : Length - 432 m ; Joints - 36 Nos
(a) Labour
For lowering / sub surface transport
|  | Mazdoor | day | 5 | 560 | 2800
Jointing
|  | Fitter | day | 1 | 705 | 705
|  | Mazdoor | day | 2 | 560 | 1120
Testing
|  | Fitter | day | 1 | 705 | 705
|  | Mazdoor | day | 2 | 560 | 1120
|  | Supervisor | day | 1 | 575 | 575 | 6145 | 0.28019 | 14.2251
Total
(b) Machinery
|  | Hire charges of Generator Set & Hydraulic testing equipment | day | 1 | 10855.2 | 10855.2
(c) Material
|  | Kerosene | Lt | 5 | 72.38 | 361.9
|  | Diesel | Lt | 8 | 99.43 | 795.44
|  | Water for Testing | Lt | 2215.1154 | 0.099 | 219.3
|  | Transport | day | 1 | 2674.9733 | 2674.9733
|  | Overheads & Contractors Profit |  |  |  | 0
|  | (d) Total (a+b+c) |  |  |  | 21931.8133
|  | Rate per RM =d/432 |  |  |  | 50.77 |  | SSR Rate
| iv | 110 mm Dia
Taking output : Length - 384 m ; Joints - 32 Nos
(a) Labour
For lowering / sub surface transport
|  | Mazdoor | day | 6 | 560 | 3360
Jointing
|  | Fitter | day | 1 | 705 | 705
|  | Mazdoor | day | 2 | 560 | 1120
Testing
|  | Fitter | day | 1 | 705 | 705
|  | Mazdoor | day | 2 | 560 | 1120
|  | Supervisor | day | 1 | 575 | 575 | 6635 | 0.28224 | 17.2785
Total
(b) Machinery
|  | Hirecharges of Generator Set & Hydraulic Testing Equipment | day | 1 | 10855.2 | 10855.2
(c) Material
|  | Kerosene | Lt | 6 | 72.38 | 434.28
|  | Diesel | Lt | 8 | 99.43 | 795.44
|  | Water for Testing | Lt | 2938.0245 | 0.099 | 290.86
|  | Transport | day | 1 | 3547.9584 | 3547.9584
|  | Overheads & Contractors Profit |  |  |  | 0
|  | (d) Total (a+b+c) |  |  |  | 23508.7384
|  | Rate per RM =d/384 |  |  |  | 61.22 |  | SSR Rate
| v | 125 mm Dia
Taking output : Length - 348 m ; Joints - 29 Nos
(a) Labour
For lowering / sub surface transport
|  | Mazdoor | day | 7 | 560 | 3920
Jointing
|  | Fitter | day | 2 | 705 | 1410
|  | Mazdoor | day | 3 | 560 | 1680
Testing
|  | Fitter | day | 1 | 705 | 705
|  | Mazdoor | day | 2 | 560 | 1120
|  | Supervisor | day | 1 | 575 | 575 | 8230 | 0.31568 | 23.6505
Total
(b) Machinery
|  | Hire charges of Generator Set & Hydraulic testing equipment | day | 1 | 10855.2 | 10855.2
(c) Material
|  | Kerosene | Lt | 7 | 72.38 | 506.66
|  | Diesel | Lt | 8 | 99.43 | 795.44
|  | Water for Testing | Lt | 3446.8996 | 0.099 | 341.24
|  | Transport | day | 1 | 4162.476 | 4162.476
|  | Overheads & Contractors Profit |  |  |  | 0
|  | (d) Total (a+b+c) |  |  |  | 26071.016
|  | Rate per RM =d/348 |  |  |  | 74.92 |  | SSR Rate
| vi | 140 mm Dia
Taking output : Length - 300 m ; Joints - 25 Nos
(a) Labour
For lowering / sub surface transport
|  | Mazdoor | day | 7 | 560 | 3920
Jointing
|  | Fitter | day | 2 | 705 | 1410
|  | Mazdoor | day | 3 | 560 | 1680
Testing
|  | Fitter | day | 1 | 705 | 705
|  | Mazdoor | day | 2 | 560 | 1120
|  | Supervisor | day | 1 | 575 | 575 | 8230 | 0.31043 | 27.4325
Total
(b) Machinery
|  | Hire charges of Generator Set & Hydraulic testing equipment | day | 1 | 10855.2 | 10855.2
(c) Material
|  | Kerosene | Lt | 8 | 72.38 | 579.04
|  | Diesel | Lt | 8 | 99.43 | 795.44
|  | Water for Testing | Lt | 3728.8286 | 0.099 | 369.15
|  | Transport | day | 1 | 4502.9334 | 4502.9334
|  | Overheads & Contractors Profit |  |  |  | 0
|  | (d) Total (a+b+c) |  |  |  | 26511.7634
|  | Rate per RM =d/300 |  |  |  | 88.37 |  | SSR Rate
| vii | 160 mm Dia
Taking output : Length - 303 m ; Joints - 25 Nos
(a) Labour
For lowering / sub surface transport
|  | Mazdoor | day | 7 | 560 | 3920
Jointing
|  | Fitter | day | 2 | 705 | 1410
|  | Mazdoor | day | 4 | 560 | 2240
Testing
|  | Fitter | day | 1 | 705 | 705
|  | Mazdoor | day | 2 | 560 | 1120
|  | Supervisor | day | 1 | 575 | 575 | 8720 | 0.30391 | 28.7801
Total
(b) Machinery
|  | Hire charges of Generator Set & Hydraulic testing equipment | day | 1 | 10855.2 | 10855.2
(c) Material
|  | Kerosene | Lt | 9 | 72.38 | 651.42
|  | Diesel | Lt | 8 | 99.43 | 795.44
|  | Water for Testing | Lt | 4914.1233 | 0.099 | 486.5
|  | Transport | day | 1 | 5934.2953 | 5934.2953
|  | Overheads & Contractors Profit |  |  |  | 0
|  | (d) Total (a+b+c) |  |  |  | 28692.8553
|  | Rate per RM =d/303 |  |  |  | 94.7 |  | SSR Rate
| viii | 180 mm Dia
Taking output : Length - 240 m ; Joints - 20 Nos
(a) Labour
For lowering / sub surface transport
|  | Mazdoor | day | 8 | 560 | 4480
Jointing
|  | Fitter | day | 2 | 705 | 1410
|  | Mazdoor | day | 4 | 560 | 2240
Testing
|  | Fitter | day | 1 | 705 | 705
|  | Mazdoor | day | 2 | 560 | 1120
|  | Supervisor | day | 1 | 575 | 575 | 9210 | 0.31378 | 38.3749
Total Labour
(b) Machinery
|  | Hire charges of Generator Set & Hydraulic testing equipment | day | 1 | 10855.2 | 10855.2
(c) Material
|  | Kerosene | Lt | 10 | 72.38 | 723.8
|  | Diesel | Lt | 8 | 99.43 | 795.44
|  | Water for Testing | Lt | 4934.6705 | 0.099 | 488.53
|  | Transport | day | 1 | 5959.1081 | 5959.1081
|  | Overheads & Contractors Profit |  |  |  | 0
|  | (d) Total (a+b+c) |  |  |  | 29352.0781
|  | Rate per RM =d/240 |  |  |  | 122.3 |  | SSR Rate
| ix | 200 mm Dia
Taking output : Length - 240 m ; Joints - 20 Nos
(a) Labour
For lowering / sub surface transport
|  | Mazdoor | day | 10 | 560 | 5600
Jointing
|  | Fitter | day | 2 | 705 | 1410
|  | Mazdoor | day | 6 | 560 | 3360
Testing
|  | Fitter | day | 1 | 705 | 705
|  | Mazdoor | day | 2 | 560 | 1120
|  | Supervisor | day | 1 | 575 | 575 | 11170 | 0.33675 | 46.5423
Total
(b) Machinery
|  | Hire charges of Generator Set & Hydraulic testing equipment | day | 1 | 10855.2 | 10855.2
(c) Material
|  | Kerosene | Lt | 11 | 72.38 | 796.18
|  | Diesel | Lt | 8 | 99.43 | 795.44
|  | Water for Testing | Lt | 6086.9156 | 0.099 | 602.6
|  | Transport | day | 1 | 7350.5592 | 7350.5592
|  | Overheads & Contractors Profit |  |  |  | 0
|  | (d) Total (a+b+c) |  |  |  | 33169.9792
|  | Rate per RM =d/240 |  |  |  | 138.21 |  | SSR Rate
| x | 225 mm Dia
Taking output : Length - 216 m ; Joints -18 Nos
(a) Labour
For lowering / sub surface transport
|  | Mazdoor | day | 10 | 560 | 5600
Jointing
|  | Fitter | day | 2 | 705 | 1410
|  | Mazdoor | day | 6 | 560 | 3360
Testing
|  | Fitter | day | 1 | 705 | 705
|  | Mazdoor | day | 2 | 560 | 1120
|  | Supervisor | day | 1 | 575 | 575 | 11170 | 0.32163 | 51.7117
Total
(b) Machinery
|  | Hire charges of Generator Set & Hydraulic testing equipment | day | 1 | 10855.2 | 10855.2
(c) Material
|  | Kerosene | Lt | 12 | 72.38 | 868.56
|  | Diesel | Lt | 8 | 99.43 | 795.44
|  | Water for Testing | Lt | 7224.9476 | 0.099 | 715.27
|  | Transport | day | 1 | 8724.8467 | 8724.8467
|  | Overheads & Contractors Profit |  |  |  | 0
|  | (d) Total (a+b+c) |  |  |  | 34729.3167
|  | Rate per RM =d/216 |  |  |  | 160.78 |  | SSR Rate
| xi | 250 mm Dia
Taking output : Length - 216 m ; Joints - 18 Nos
(a) Labour
For lowering / sub surface transport
|  | Mazdoor | day | 11 | 560 | 6160
Jointing
|  | Fitter | day | 2 | 705 | 1410
|  | Mazdoor | day | 6 | 560 | 3360
Testing
|  | Fitter | day | 1 | 705 | 705
|  | Mazdoor | day | 2 | 560 | 1120
|  | Supervisor | day | 1 | 575 | 575 | 11660 | 0.31417 | 53.9814
Total
(b) Machinery
|  | Hire charges of Generator Set & Hydraulic testing equipment | day | 1 | 10855.2 | 10855.2
(c) Material
|  | Kerosene | Lt | 13 | 72.38 | 940.94
|  | Diesel | Lt | 8 | 99.43 | 795.44
|  | Water for Testing | Lt | 8565.442 | 0.099 | 847.98
|  | Transport | day | 1 | 10343.6277 | 10343.6277
|  | Overheads & Contractors Profit |  |  |  | 0
|  | (d) Total (a+b+c) |  |  |  | 37113.1877
|  | Rate per RM =d/216 |  |  |  | 171.82 |  | SSR Rate
| xii | 280 mm Dia
Taking output : Length - 192 m ; Joints - 16 Nos
(a) Labour
For lowering / sub surface transport
|  | Mazdoor | day | 12 | 560 | 6720
Jointing
|  | Fitter | day | 2 | 705 | 1410
|  | Mazdoor | day | 6 | 560 | 3360
Testing
|  | Fitter | day | 1 | 705 | 705
|  | Mazdoor | day | 2 | 560 | 1120
|  | Supervisor | day | 1 | 575 | 575 | 12150 | 0.31125 | 63.2798
Total
(b) Machinery
|  | Hire charges of Generator Set & Hydraulic testing equipment | day | 1 | 10855.2 | 10855.2
(c) Material
|  | Kerosene | Lt | 14 | 72.38 | 1013.32
|  | Diesel | Lt | 8 | 99.43 | 795.44
|  | Water for Testing | Lt | 9553.3907 | 0.099 | 945.79
|  | Transport | day | 1 | 11536.6747 | 11536.6747
|  | Overheads & Contractors Profit |  |  |  | 0
|  | (d) Total (a+b+c) |  |  |  | 39036.4247
|  | Rate per RM =d/192 |  |  |  | 203.31 |  | SSR Rate
| xiii | 315 mm Dia
Taking output : Length - 180 m ; Joints - 15 Nos
(a) Labour
For lowering / sub surface transport
|  | Mazdoor | day | 12 | 560 | 6720
Jointing
|  | Fitter | day | 2 | 705 | 1410
|  | Mazdoor | day | 6 | 560 | 3360
Testing
|  | Fitter | day | 1 | 705 | 705
|  | Mazdoor | day | 2 | 560 | 1120
|  | Supervisor | day | 1 | 575 | 575 | 12150 | 0.29304 | 67.4988
Total
(b) Machinery
|  | Hire charges of Generator Set & Hydraulic testing equipment | day | 1 | 10855.2 | 10855.2
(c) Material
|  | Kerosene | Lt | 15 | 72.38 | 1085.7
|  | Diesel | Lt | 8 | 99.43 | 795.44
|  | Water for Testing | Lt | 11354.3448 | 0.099 | 1124.08
|  | Transport | day | 1 | 13711.5068 | 13711.5068
|  | Overheads & Contractors Profit |  |  |  | 0
|  | (d) Total (a+b+c) |  |  |  | 41461.9268
|  | Rate per RM =d/180 |  |  |  | 230.34 |  | SSR Rate
| xiv | 355 mm Dia
Taking output : Length - 144 m ; Joints - 12 Nos
(a) Labour
For lowering / sub surface transport
|  | Mazdoor | day | 14 | 560 | 7840
Jointing
|  | Fitter | day | 2 | 705 | 1410
|  | Mazdoor | day | 8 | 560 | 4480
Testing
|  | Fitter | day | 1 | 705 | 705
|  | Mazdoor | day | 2 | 560 | 1120
|  | Supervisor | day | 1 | 575 | 575 | 14110 | 0.32072 | 97.9856
Total
(b) Machinery
|  | Hire charges of Generator Set & Hydraulic testing equipment | day | 1 | 10855.2 | 10855.2
(c) Material
|  | Kerosene | Lt | 16 | 72.38 | 1158.08
|  | Diesel | Lt | 8 | 99.43 | 795.44
|  | Water for Testing | Lt | 11523.3337 | 0.099 | 1140.81
|  | Transport | day | 1 | 13915.5778 | 13915.5778
|  | Overheads & Contractors Profit |  |  |  | 0
|  | (d) Total (a+b+c) |  |  |  | 43995.1078
|  | Rate per RM =d/144 |  |  |  | 305.52 |  | SSR Rate
PHE-LJSW-13 | 13 | Lowering and laying in ready made trench true to alignment and gradient, jointing, and testing of stone ware pipes including cost of jointing material such as cement mortar (1:1) proportion and hemp yarn but excluding cost and conveyance of pipe. (Reference to specifications BIS No. 6530/72) |  |  |  |  | NOT UPDATED |  |  | STONE WARE PIPES
Detail cost for 30 meters
| i | 100 mm dia
(a) Labour
|  | Mason 1st class | day | 0.6 | 750 | 450
|  | Mason 2nd class | day | 1.4 | 605 | 847
|  | Man mazdoor | day | 3 | 560 | 1680
|  | Woman mazdoor (Water carrier) | day | 1 | 560 | 560
b) Material
|  | 100 mm dia SW pipe 60cm long | each/rm | 50
|  | Cement for 50 joints =0.045 cum | t/kg | 0.065
|  | Sand = 0.045 cum | cum | 0.045
|  | Spun yarn = 0.09x50=4.50 | kgs | 4.5
(c) Total = a+b
(d) Add for water charges @ 1% on Labour & Testing Charges
(e) Total = c+d
(f) Overheads & Contractors Profit
(g) Cost for 30 m (e+f)
Rate per metre = g/30
| ii | 150 mm dia
(a) Labour
|  | Mason 1st class | day | 0.9 |  | 0
|  | Mason 2nd class | day | 2.1 |  | 0
|  | Man mazdoor | day | 4 |  | 0
|  | Woman mazdoor (Water carrier) | day | 1 |  | 0
b) Material
|  | 150 mm dia SW pipe 60cm long | each | 50
|  | Cement for 50 joints =0.045 cum | t | 0.097
|  | Sand = 0.045 cum | cum | 0.068
|  | Spun yarn = 0.09x50=4.50 | kgs | 9
(c) Total = a+b
(d) Add for water charges @ 1% on Labour & Testing Charges
(e) Total = c+d
(f) Overheads & Contractors Profit
(g) Cost for 30 m (e+f)
Rate per metre = g/30
| iii | 200 mm dia
(a) Labour
|  | Mason 1st class | day | 1.05 |  | 0
|  | Mason 2nd class | day | 2.45 |  | 0
|  | Man mazdoor | day | 4.5 |  | 0
|  | Woman mazdoor (Water carrier) | day | 1.25 |  | 0
b) Material
|  | 200 mm dia SW pipe 60cm long | each | 50
|  | Cement for 50 joints =0.045 cum | t | 0.13
|  | Sand = 0.045 cum | cum | 0.091
|  | Spun yarn = 0.09x50=4.50 | kgs | 12
(c) Total = a+b
(d) Add for water charges @ 1% on Labour & Testing Charges
(e) Total = c+d
(f) Overheads & Contractors Profit
(g) Cost for 30 m (e+f)
Rate per metre = g/30
| iv | 230 mm dia
(a) Labour
|  | Mason 1st class | day | 1.2 |  | 0
|  | Mason 2nd class | day | 2.8 |  | 0
|  | Man mazdoor | day | 5 |  | 0
|  | Woman mazdoor (Water carrier) | day | 1.5 |  | 0
b) Material
|  | 230 mm dia SW pipe 60cm long | each | 50
|  | Cement for 50 joints =0.045 cum | t | 0.146
|  | Sand = 0.045 cum | cum | 0.102
|  | Spun yarn = 0.09x50=4.50 | kgs | 13.5
(c) Total = a+b
(d) Add for water charges @ 1% on Labour & Testing Charges
(e) Total = c+d
(f) Overheads & Contractors Profit
(g) Cost for 30 m (e+f)
Rate per metre = g/30
| v | 250 mm dia
(a) Labour
|  | Mason 1st class | day | 1.35 | 224 | 302.4
|  | Mason 2nd class | day | 3.15 | 206 | 648.9
|  | Man mazdoor | day | 5.5 | 170 | 935
|  | Woman mazdoor (Water carrier) | day | 1.5 | 170 | 255
b) Material
|  | 250 mm dia SW pipe 60cm long | each | 50
|  | Cement for 50 joints =0.045 cum | t | 0.162
|  | Sand = 0.045 cum | cum | 0.113
|  | Spun yarn = 0.09x50=4.50 | kgs | 15
(c) Total = a+b
(d) Add for water charges @ 1% on Labour & Testing Charges
(e) Total = c+d
(f) Overheads & Contractors Profit
(g) Cost for 30 m (e+f)
Rate per metre = g/30
| vi | 300 mm dia
(a) Labour
|  | Mason 1st class | day | 1.5 | 224 | 336
|  | Mason 2nd class | day | 3.5 | 206 | 721
|  | Man mazdoor | day | 6 | 170 | 1020
|  | Woman mazdoor (Water carrier) | day | 1.5 | 170 | 255
b) Material
|  | 300 mm dia SW pipe 60cm long | each | 50
|  | Cement for 50 joints =0.045 cum | t | 0.194
|  | Sand = 0.045 cum | cum | 0.136
|  | Spun yarn = 0.09x50=4.50 | kgs | 18
(c) Total = a+b
(d) Add for water charges @ 1% on Labour & Testing Charges
(e) Total = c+d
(f) Overheads & Contractors Profit
(g) Cost for 30 m (e+f)
Rate per metre = g/30
| vii | 350 mm dia
(a) Labour
|  | Mason 1st class | day | 1.65 | 224 | 369.6
|  | Mason 2nd class | day | 3.85 | 206 | 793.1
|  | Man mazdoor | day | 7 | 170 | 1190
|  | Woman mazdoor (Water carrier) | day | 1.75 | 170 | 297.5
b) Material
|  | 350 mm dia SW pipe 60cm long | each | 50
|  | Cement for 50 joints =0.045 cum | t | 0.225
|  | Sand = 0.045 cum | cum | 0.159
|  | Spun yarn = 0.09x50=4.50 | kgs | 21
(c) Total = a+b
(d) Add for water charges @ 1% on Labour & Testing Charges
(e) Total = c+d
(f) Overheads & Contractors Profit
(g) Cost for 30 m (e+f)
Rate per metre = g/30
| viii | 400 mm dia
(a) Labour
|  | Mason 1st class | day | 1.8 | 224 | 403.2
|  | Mason 2nd class | day | 4.2 | 206 | 865.2
|  | Man mazdoor | day | 8 | 170 | 1360
|  | Woman mazdoor (Water carrier) | day | 1.75 | 170 | 297.5
b) Material
|  | 400 mm dia SW pipe 60cm long | each | 50
|  | Cement for 50 joints =0.045 cum | t | 0.256
|  | Sand = 0.045 cum | cum | 0.181
|  | Spun yarn = 0.09x50=4.50 | kgs | 24
(c) Total = a+b
(d) Add for water charges @ 1% on Labour & Testing Charges
(e) Total = c+d
(f) Overheads & Contractors Profit
(g) Cost for 30 m (e+f)
Rate per metre = g/30
| ix | 450 mm dia
(a) Labour
|  | Mason 1st class | day | 2.1 | 224 | 470.4
|  | Mason 2nd class | day | 4.9 | 206 | 1009.4
|  | Man mazdoor | day | 10 | 170 | 1700
|  | Woman mazdoor (Water carrier) | day | 2 | 170 | 340
b) Material
|  | 450 mm dia SW pipe 60cm long | each | 50
|  | Cement for 50 joints =0.045 cum | t | 0.293
|  | Sand = 0.045 cum | cum | 0.204
|  | Spun yarn = 0.09x50=4.50 | kgs | 27
(c) Total = a+b
(d) Add for water charges @ 1% on Labour & Testing Charges
(e) Total = c+d
(f) Overheads & Contractors Profit
(g) Cost for 30 m (e+f)
Rate per metre = g/30
PHE-CISP-14(sub_analysis) | 13 | Sub Analysis :
|  | Labour charges for laying in position S&S or flanged C.I. specials such as tees, bends, collars tapers and caps etc | [7 empty] | CI SPECIALS
10 No. Tees of 200x150mm dia
Weight = 10x70kgs = 700 kgs
(a) Labour
|  | Plumber 1st class | day | 0.465 | 750 | 348.75
|  | Plumber 2nd class | day | 1.094 | 605 | 661.87
|  | Man mazdoor | day | 2.48 | 560 | 1388.8
|  | Cost for 700 kgs |  |  |  | 2399.42
|  | Cost for 1kg |  |  |  | 3.43
PHE-CISV-15 | 15 | Lowering, keeping in position and fixing C.I. sluice valves (with cap / with hand wheel & reflex valves) excluding cost of bolts, nuts, rubber insertion, sluice valve and tail pieces | [7 empty] | SLUICE VALVES CI
Details of cost for 1No
| i | 80 mm dia meter
(a) Labour
|  | Labour for laying Sluice Valve with cap, with hand wheel & reflex valves - Weight (32.3+34.1+40)/3=35.47 | kgs | 35.47 | 3.43 | 121.66
|  | Overheads & Contractors Profit |  |  |  | 0 |  | 80 | 100 | 125 | 150 | 200 | 250 | 300 | 350 | 400 | 450 | 500 | 600
|  | Rate per 1 Sluice valve |  |  |  | 121.66 |  | 121.66 | 161.55 | 211.87 | 273.81 | 451.73 | 641.95 | 913.95 | 1543.5 | 1895.07 | 2478.17 | 2872.62 | 4879.17
| ii | 100 mm dia meter
(a) Labour
|  | Labour for laying Sluice Valve with cap, with hand wheel & reflex valves - Weight (44.3+47+50)/3=47.1 | kgs | 47.1 | 3.43 | 161.55
|  | (g) Overheads & Contractors Profit |  |  |  | 0
|  | Rate per 1 Sluice valve |  |  |  | 161.55
| iii | 125 mm dia meter
(a) Labour
|  | Labour for laying Sluice Valve with cap, with hand wheel & reflex valves - Weight (56.3+59+70)/3=61.77 | kgs | 61.77 | 3.43 | 211.87
|  | (g) Overheads & Contractors Profit |  |  |  | 0
|  | Rate per 1 Sluice valve |  |  |  | 211.87
| iv | 150 mm dia meter
(a) Labour
|  | Labour for laying Sluice Valve with cap, with hand wheel & reflex valves - (72.5+77+90)/3=79.83 | kgs | 79.83 | 3.43 | 273.81
|  | (g) Overheads & Contractors Profit |  |  |  | 0
|  | Rate per 1 Sluice valve |  |  |  | 273.81
| v | 200 mm dia meter
(a) Labour
|  | Labour for laying Sluice Valve with cap, with hand wheel & reflex valves - (121.5+128.6+145)/3=131.7 | kgs | 131.7 | 3.43 | 451.73
|  | (g) Overheads & Contractors Profit |  |  |  | 0
|  | Rate per 1 Sluice valve |  |  |  | 451.73
| vi | 250 mm dia meter
|  | Labour for laying Sluice Valve with cap, with hand wheel & reflex valves - (179.9+186.6+195)/3=187.16 | kgs | 187.16 | 3.43 | 641.95
|  | (g) Overheads & Contractors Profit |  |  |  | 0
|  | Rate per 1 Sluice valve |  |  |  | 641.95
| vii | 300 mm dia meter
(a) Labour
|  | Labour for laying Sluice Valve with cap, with hand wheel & reflex valves - (242.4+257+300)/3=266.46 | kgs | 266.46 | 3.43 | 913.95
|  | (g) Overheads & Contractors Profit |  |  |  | 0
|  | Rate per 1 Sluice valve |  |  |  | 913.95
| viii | 350 mm dia meter
(a) Labour
|  | Labour for laying Sluice Valve with cap, with hand wheel & reflex valves - (430+470)/2=450 | kgs | 450 | 3.43 | 1543.5
|  | Overheads & Contractors Profit |  |  |  | 0
|  | Rate per each |  |  |  | 1543.5
| ix | 400 mm dia meter
(a) Labour
|  | Labour for laying Sluice Valve with cap, with hand wheel & reflex valves - (525+580)/2=552.5 | kgs | 552.5 | 3.43 | 1895.07
|  | Overheads & Contractors Profit |  |  |  | 0
|  | Rate per each |  |  |  | 1895.07
| x | 450 mm dia meter
(a) Labour
|  | Labour for laying Sluice Valve with cap, with hand wheel & reflex valves - (635+810)/2=722.5 | kgs | 722.5 | 3.43 | 2478.17
|  | Overheads & Contractors Profit |  |  |  | 0
|  | Rate per each |  |  |  | 2478.17
| xi | 500 mm dia meter
(a) Labour
|  | Labour for laying Sluice Valve with cap, with hand wheel & reflex valves - (775+900)/2=837.5 | kgs | 837.5 | 3.43 | 2872.62
|  | Overheads & Contractors Profit |  |  |  | 0
|  | Rate per each |  |  |  | 2872.62
| xii | 600 mm dia meter
(a) Labour
|  | Labour for laying Sluice Valve with cap, with hand wheel & reflex valves - (1220+1625)/2=1422.5 | kgs | 1422.5 | 3.43 | 4879.17
|  | Overheads & Contractors Profit |  |  |  | 0
|  | Rate per each |  |  |  | 4879.17
PHE-DAAV-16 | 16 A | Providing and fixing double acting air valves including boring the main threading the bore and fixing nipple etc.,excluding the cost of rubber insertions, bolts & nuts, air valve & flanged tail pieces complete
Details of cost for each
| i | 50 mm dia meter
(a) Labour
|  | Labour for laying air valve | kgs | 28.336 | 3.43 | 97.1925
|  | Plumber 2nd class | day | 0.18 | 605 | 108.9
|  | Man mazdoor | day | 0.18 | 560 | 100.8
|  | Overheads & Contractors Profit |  |  |  | 0
|  | Rate per each valve |  |  |  |  | As per SSR pg.91
| 16 B | Labour charges for fixing Air valves including boring the mains and threading the bore fixing nipple etc., complete. | [7 empty] | AIR VALVES
Unit each
| i | 40 mm dia
(a) Labour
|  | Lowering charges for air valve | kgs | 27 | 3.43 | 92.61
Boring main & threding etc
|  | Plumber 2nd class | day | 0.14 | 605 | 84.7
|  | Man mazdoor | day | 0.14 | 560 | 78.4
|  | Overheads & Contractors Profit |  |  |  | 0
|  | Rate per each valve |  |  |  | 255.71
| ii | 25 mm dia
(a) Labour
|  | Lowering charges for air valve | kgs | 20 | 3.43 | 68.6
Boring main & threding etc
|  | Plumber 2nd class | day | 0.11 | 605 | 66.55
|  | Man mazdoor | day | 0.11 | 560 | 61.6
|  | Overheads & Contractors Profit |  |  |  | 0
|  | Rate per each valve |  |  |  | 196.75
PHE-SFHD-17 | 17 | Providing and fixing spindle fire hydrant with 65 mm outlet. Complete with bolts, nuts, and rubber insertion etc. complete but excluding cost of Materials.
Details of cost for 1fire hydrants
| i | 65 mm dia
(a) Labour
|  | Plumber 1st class | day | 0.75 |  | 0
|  | Plumber 2nd class | day | 1.75 |  | 0
|  | Man mazdoor | day | 4 |  | 0
|  | Overheads & Contractors Profit |  |  |  | 0
Rate per each fire hydrant
Note : For other sizes proportionately allow the Data.
PHE-DSFH-18 | 18 | Dismantling of spindle fire hydrant including stacking of useful materials within 50m lead
Details of cost for 10 Nos
65 mm dia
(a) Labour
|  | Fitter 1st class | day | 0.75 |  | 0
|  | Fitter 2nd class | day | 1.75 |  | 0
|  | Man mazdoor | day | 4 |  | 0
|  | Overheads & Contractors Profit |  |  |  | 0
|  | Rate per each |  |  |  | 0
rows are in hide
PHE-URCI-19 | 19 | Uprooting of C.I. pipes by melting lead, loosening the joints, separating the pipes, hoisting and keeping within a lead of 10 metres but excluding earth work excavation and refilling
Details of cost for 40.26 m
| i | 80mm dia metre
(a) Labour
|  | Assistant fitter(plumber 2nd class) | day | 0.5 | 206 | 103
|  | Man mazdoor | day | 4 | 170 | 680
b) Material
For breacking lead coulked joints, melting lead etc.,
|  | Fuel wood | q | 0.373 | 300 | 111.9
|  | Kerosene oil | litre | 0.379 | 25 | 9.47
|  | (c) Total = a+b |  |  |  | 904.37
|  | (d) Overheads & Contractors Profit |  |  |  | 0
(e) Cost for 40.26 m (c+d)
Rate per each m = e/40.26
| ii | 100mm dia metre
(a) Labour
|  | Assistant fitter(plumber 2nd class) | day | 0.63
|  | Man mazdoor | day | 4.5 | 170 | 765
b) Material
For breacking lead coulked joints, melting lead etc.,
|  | Fuel wood | q | 0.466
|  | Kerosene oil | litre | 0.379 | 25 | 9.47
(c) Total = a+b
(d) Overheads & Contractors Profit
(e) Cost for 40.26 m (c+d)
Rate per each m = e/40.26
| iii | 125mm dia metre
(a) Labour
|  | Assistant fitter(plumber 2nd class) | day | 0.76
|  | Man mazdoor | day | 5 | 170 | 850
b) Material
For breacking lead coulked joints, melting lead etc.,
|  | Fuel wood | q | 0.559
|  | Kerosene oil | litre | 0.562 | 25 | 14.05
(c) Total = a+b
(d) Overheads & Contractors Profit
(e) Cost for 40.26 m (c+d)
Rate per each m = e/40.26
| iv | 150mm dia metre
(a) Labour
|  | Assistant fitter(plumber 2nd class) | day | 0.83
|  | Man mazdoor | day | 5.5 | 170 | 935
b) Material
For breacking lead coulked joints, melting lead etc.,
|  | Fuel wood | q | 0.663
|  | Kerosene oil | litre | 0.568 | 25 | 14.2
(c) Total = a+b
(d) Overheads & Contractors Profit
(e) Cost for 40.26 m (c+d)
Rate per each m = e/40.26
| v | 200mm dia metre
(a) Labour
|  | Assistant fitter(plumber 2nd class) | day | 1.1
|  | Man mazdoor | day | 6.5 | 170 | 1105
b) Material
For breacking lead coulked joints, melting lead etc.,
|  | Fuel wood | q | 0.84
|  | Kerosene oil | litre | 0.757 | 25 | 18.92
(c) Total = a+b
(d) Overheads & Contractors Profit
(e) Cost for 40.26 m (c+d)
Rate per each m = e/40.26
| vi | 250mm dia metre
(a) Labour
|  | Assistant fitter(plumber 2nd class) | day | 1.3
|  | Man mazdoor | day | 7.5 | 170 | 1275
b) Material
For breacking lead coulked joints, melting lead etc.,
|  | Fuel wood | q | 1.026
|  | Kerosene oil | litre | 1.1365 | 25 | 28.41
(c) Total = a+b
(d) Overheads & Contractors Profit
(e) Cost for 40.26 m (c+d)
Rate per each m = e/40.26
| vii | 300mm dia metre
(a) Labour
|  | Assistant fitter(plumber 2nd class) | day | 1.5
|  | Man mazdoor | day | 8.5 | 170 | 1445
b) Material
For breacking lead coulked joints, melting lead etc.,
|  | Fuel wood | q | 1.12
|  | Kerosene oil | litre | 1.515 | 25 | 37.87
(c) Total = a+b
(d) Overheads & Contractors Profit
(e) Cost for 40.26 m (c+d)
Rate per each m = e/40.26
| viii | 350mm dia metre
(a) Labour
|  | Assistant fitter(plumber 2nd class) | day | 1.75
|  | Man mazdoor | day | 9.5 | 170 | 1615
b) Material
For breacking lead coulked joints, melting lead etc.,
|  | Fuel wood | q | 1.231
|  | Kerosene oil | litre | 1.515 | 25 | 37.87
(c) Total = a+b
(d) Overheads & Contractors Profit
(e) Cost for 40.26 m (c+d)
Rate per each m = e/40.26
| ix | 400mm dia metre
(a) Labour
|  | Assistant fitter(plumber 2nd class) | day | 2
|  | Man mazdoor | day | 10.5 | 170 | 1785
b) Material
For breacking lead coulked joints, melting lead etc.,
|  | Fuel wood | q | 1.306
|  | Kerosene oil | litre | 1.894 | 25 | 47.35
(c) Total = a+b
(d) Overheads & Contractors Profit
(e) Cost for 40.26 m (c+d)
Rate per each m = e/40.26
| x | 450mm dia metre
(a) Labour
|  | Assistant fitter(plumber 2nd class) | day | 2.25
|  | Man mazdoor | day | 11.5 | 170 | 1955
b) Material
For breacking lead coulked joints, melting lead etc.,
|  | Fuel wood | q | 1.4
|  | Kerosene oil | litre | 2.273 | 25 | 56.82
(c) Total = a+b
(d) Overheads & Contractors Profit
(e) Cost for 40.26 m (c+d)
Rate per each m = e/40.26
| xi | 500mm dia metre
(a) Labour
|  | Assistant fitter(plumber 2nd class) | day | 2.5
|  | Man mazdoor | day | 12.5 | 170 | 2125
b) Material
For breacking lead coulked joints, melting lead etc.,
|  | Fuel wood | q | 1.492
|  | Kerosene oil | litre | 2.652 | 25 | 66.3
(c) Total = a+b
(d) Overheads & Contractors Profit
(e) Cost for 40.26 m (c+d)
Rate per each m = e/40.26
| xii | 600mm dia metre
(a) Labour
|  | Assistant fitter(plumber 2nd class) | day | 3
|  | Man mazdoor | day | 14.5 | 170 | 2465
b) Material
For breacking lead coulked joints, melting lead etc.,
|  | Fuel wood | q | 1.58
|  | Kerosene oil | litre | 3.41 | 25 | 85.25
(c) Total = a+b
(d) Overheads & Contractors Profit
(e) Cost for 40.26 m (c+d)
Rate per each m = e/40.26
PHE-URRC-20 | 20 | Uprooting of R.C.C. Pipes including breaking the collars, loosing the joint, scraping the pipe, hoisting and keeping within a lead of 10 M but excluding earthwork excavation and refilling
Taking output 10.00 Rmt
| i | 100mm dia
(a) Labour
|  | Fitter 2nd class | day | 0.1 | 206 | 20.6
|  | Man mazdoor | day | 0.4 | 170 | 68
|  | Women mazdoor | day | 0.45 | 170 | 76.5
(b) Overheads & Contractors Profit
(c) Cost for 10 Rmt (a+b)
Rate per each Rmt = c/10
| ii | 150mm dia
(a) Labour
|  | Fitter 2nd class | day | 0.1 | 206 | 20.6
|  | Man mazdoor | day | 0.49 | 170 | 83.3
|  | Women mazdoor | day | 0.56 | 170 | 95.2
(b) Overheads & Contractors Profit
(c) Cost for 10 Rmt (a+b)
Rate per each Rmt = c/10
| iii | 225mm dia
(a) Labour
|  | Fitter 2nd class | day | 0.1 | 206 | 20.6
|  | Man mazdoor | day | 0.49 | 170 | 83.3
|  | Women mazdoor | day | 0.67 | 170 | 113.9
(b) Overheads & Contractors Profit
(c) Cost for 10 Rmt (a+b)
Rate per each Rmt = c/10
| iv | 300mm dia
(a) Labour
|  | Fitter 2nd class | day | 0.1 | 206 | 20.6
|  | Man mazdoor | day | 0.49 | 170 | 83.3
|  | Women mazdoor | day | 0.79 | 170 | 134.3
(b) Overheads & Contractors Profit
(c) Cost for 10 Rmt (a+b)
Rate per each Rmt = c/10
PHE-URSW-21 | 21 | Uprooting of old S.W. pipes including breaking of joints and bed concrete stacking of useful materials near the site with in 50m lead and disposal of un serviceable materials in to municipal dumps excluding the cost of earth work excavation. (Reference to specifications BIS No.)
Details of cost for 10 m
| i | 100mm dia metre
(a) Labour
|  | Man mazdoor | day | 0.49 | 170 | 83.3
|  | Women mazdoor | day | 0.36 | 170 | 61.2
(b) Overheads & Contractors Profit
(c) Cost for 10 m (a+b)
Rate per each m =c/10
| ii | 150mm dia metre
(a) Labour
|  | Man mazdoor | day | 0.49 | 170 | 83.3
|  | Women mazdoor | day | 0.45 | 170 | 76.5
(b) Overheads & Contractors Profit
(c) Cost for 10 m (a+b)
Rate per each m =c/10
| iii | 200mm dia metre
(a) Labour
|  | Man mazdoor | day | 0.49 | 170 | 83.3
|  | Women mazdoor | day | 0.51 | 170 | 86.7
(b) Overheads & Contractors Profit
(c) Cost for 10 m (a+b)
Rate per each m =c/10
| iv | 230mm dia metre
(a) Labour
|  | Man mazdoor | day | 0.49 | 170 | 83.3
|  | Women mazdoor | day | 0.54 | 170 | 91.8
(b) Overheads & Contractors Profit
(c) Cost for 10 m (a+b)
Rate per each m =c/10
| v | 250mm dia metre
(a) Labour
|  | Man mazdoor | day | 0.49 | 170 | 83.3
|  | Women mazdoor | day | 0.57 | 170 | 96.9
(b) Overheads & Contractors Profit
(c) Cost for 10 m (a+b)
Rate per each m =c/10
| vi | 300mm dia metre
(a) Labour
|  | Man mazdoor | day | 0.49 | 170 | 83.3
|  | Women mazdoor | day | 0.63 | 170 | 107.1
(b) Overheads & Contractors Profit
(c) Cost for 10 m (a+b)
Rate per each m =c/10
| vii | 350mm dia metre
(a) Labour
|  | Man mazdoor | day | 0.49 | 170 | 83.3
|  | Women mazdoor | day | 0.69 | 170 | 117.3
(b) Overheads & Contractors Profit
(c) Cost for 10 m (a+b)
Rate per each m =c/10
| viii | 400mm dia metre
(a) Labour
|  | Man mazdoor | day | 0.66 | 170 | 112.2
|  | Women mazdoor | day | 0.75 | 170 | 127.5
(b) Overheads & Contractors Profit
(c) Cost for 10 m (a+b)
Rate per each m =c/10
| ix | 450mm dia metre
(a) Labour
|  | Man mazdoor | day | 0.66 | 170 | 112.2
|  | Women mazdoor | day | 0.81 | 170 | 137.7
(b) Overheads & Contractors Profit
(c) Cost for 10 m (a+b)
Rate per each m =c/10
PHE-URGI-22 | 22 | Removing old G.I.pipes and specials / fittings and cleaning, scraping the pipes, hoisting and keeping with in 50m lead but excluding earth work excavation of trenches and refilling
Details of cost for 10 m
| i | 15 to 40mm dia
(a) Labour
|  | Plumber | day | 0.13 | 206 | 26.78
(b) Overheads & Contractors Profit
(c) Cost for 10 m (a+b)
Rate per each m =c/10
| ii | Above 40mm dia
(a) Labour
|  | Plumber | day | 0.26 | 206 | 53.56
(b) Overheads & Contractors Profit
(c) Cost for 10 m (a+b)
Rate per each m =c/10
PHE-CCIP-23 | 23 | Cutting C.I. / D.I. pipes without water in mains
Details of cost for one cutting
| i | 80 mm dia
(a) Labour
|  | Asst. Fitter / Plumber 2nd class | day | 0.06
|  | Man mazdoor | day | 0.06 | 170 | 10.2
(b) Overheads & Contractors Profit
Rate per each m
| ii | 100 mm dia
(a) Labour
|  | Asst. Fitter / Plumber 2nd class | day | 0.08
|  | Man mazdoor | day | 0.08 | 170 | 13.6
(b) Overheads & Contractors Profit
Rate per each m
| iii | 125 mm dia
(a) Labour
|  | Asst. Fitter / Plumber 2nd class | day | 0.11
|  | Man mazdoor | day | 0.11 | 170 | 18.7
(b) Overheads & Contractors Profit
Rate per each m
| iv | 150 mm dia
(a) Labour
|  | Asst. Fitter / Plumber 2nd class | day | 0.15
|  | Man mazdoor | day | 0.15 | 170 | 25.5
(b) Overheads & Contractors Profit
Rate per each m
| v | 200 mm dia
(a) Labour
|  | Asst. Fitter / Plumber 2nd class | day | 0.2
|  | Man mazdoor | day | 0.2 | 170 | 34
(b) Overheads & Contractors Profit
Rate per each m
| vi | 250 mm dia
(a) Labour
|  | Asst. Fitter / Plumber 2nd class | day | 0.25
|  | Man mazdoor | day | 0.25 | 170 | 42.5
(b) Overheads & Contractors Profit
Rate per each m
| vii | 300 mm dia
(a) Labour
|  | Asst. Fitter / Plumber 2nd class | day | 0.3
|  | Man mazdoor | day | 0.3 | 170 | 51
(b) Overheads & Contractors Profit
Rate per each m
| viii | 350 mm dia
(a) Labour
|  | Asst. Fitter / Plumber 2nd class | day | 0.35
|  | Man mazdoor | day | 0.35 | 170 | 59.5
(b) Overheads & Contractors Profit
Rate per each m
| ix | 400 mm dia
(a) Labour
|  | Asst. Fitter / Plumber 2nd class | day | 0.4
|  | Man mazdoor | day | 0.4 | 170 | 68
(b) Overheads & Contractors Profit
Rate per each m
| x | 450 mm dia
(a) Labour
|  | Asst. Fitter / Plumber 2nd class | day | 0.45
|  | Man mazdoor | day | 0.45 | 170 | 76.5
(b) Overheads & Contractors Profit
Rate per each m
| xi | 500 mm dia
(a) Labour
|  | Asst. Fitter / Plumber 2nd class | day | 0.5
|  | Man mazdoor | day | 0.5 | 170 | 85
(b) Overheads & Contractors Profit
Rate per each m
| xii | 600 mm dia
(a) Labour
|  | Asst. Fitter / Plumber 2nd class | day | 0.6
|  | Man mazdoor | day | 0.6 | 170 | 102
(b) Overheads & Contractors Profit
Rate per each m
PHE-DTCI-24 | 24 | Drilling and tapping C.I./D.I. main and fixing brass screw down ferrule and C.I.mouth cover.(Labour charges only)
Details of cost for one no
| i | 15 mm dia
(a) Labour
|  | Plumber | day | 0.13 | 206 | 26.78
(b) Overheads & Contractors Profit
Rate per each m
| ii | 20 mm dia
(a) Labour
|  | Plumber | day | 0.15 | 206 | 30.9
(b) Overheads & Contractors Profit
Rate per each m
| iii | 25 mm dia
(a) Labour
|  | Plumber | day | 0.17 | 206 | 35.02
(b) Overheads & Contractors Profit
Rate per each m
PHE-SHST-25 | 25 | Shoring and strutting of trenches for water and sewer lines
| (A) | Single staging from 0’ to 8’-0” ( 0 to 2.5 Metre)
Depth not exceeding 1.5 M
Details of cost for an area 30 M long and 1.5 M deep.
Area = 30 x 1.5 = 45 sqm
(a) Labour
|  | Carpenter 2nd class | day | 0.57
|  | Man mazdoor | day | 1.1 | 170 | 187
b) Material
|  | Polling boards and ballies | sqm
Requirement for 45 sqm :
|  | Polling Boards of 250 mm x 35 mm (40 x 1.5 x 0.25 x 0.038) | cum
|  | Ballies 125 mm dia 1.5 mts long (60 x p x (0.125)2 / 4 x 1.5 | cum
Deduct–Credit for materials after use @ 80% of the cost of materials =0.8 x X
c) Machinery
Nil
Overheads & Contractors Profit
(d) Cost for 45 sqm (a+b+c)
Rate per each sqm = d/45
| (B) | Double staging from 8’ to 14 ( 2.5 to 4.5 Metre)
Depth not exceeding 1.5 M
Details of cost for an area 30 M long and 1.5 M deep.
Area = 30 x 1.5 = 45 Sqm
(a) Labour
|  | Carpenter 2nd class | day | 0.5
|  | Man mazdoor | day | 1.32 | 170 | 224.4
b) Material
|  | Polling boards and ballies | sqm
Requirement for 45 sqm :
|  | Polling Boards of 250 mm x 35 mm (40 x 1.5 x 0.25 x 0.038 = 0.57 cum) | cum | 0.11
|  | Ballies 125 mm dia 1.5 mts long (60 x p x (0.125)2 / 4 x 1.5 = 1.1 cum | cum | 0.22
Deduct – Credit for materials after use @ 80% of the cost of materials = 0.8 x X
c) Machinery
Nil
Overheads & Contractors Profit
(d) Cost for 45 sqm (a+b+c)
Rate per each sqm = d/45
| (C) | Triple staging beyond 14’ for every 2 meter (beyond 4.5 M)
Depth not exceeding 1.5 M.
Note : Add for every 2 Mts (difference of single and double staging) for staging beyond 4.5 mts.
PHE-BHLW-26 | 26 | Barricading, hoarding, lighting and watching etc., for water supply and sewerage works for trenches of depths upto 6’-0” (2 Meter) below G.L
Taking output 3 Rmt
Material
|  | Bamboos of 1 ½ ”dia 2.5 M long (5 ft c/c = 3 x 2.5) | rmt | 7.5
|  | Baboom of 1 ½ ”dia 3.66 M long (5 ft c/c = 3x 3.66) | rmt | 10.98
Cost of Bamboos
(a) Usage of Material 5 times. Thus Cost of Material taken as 20%
(b) Labour
|  | Man mazdoor | day | 0.5 | 170 | 85
(c) Sundries for Coir rope, nails, @ 1%
(d) Sundries for lighting and watching etc at 1%
Overheads & Contractors Profit
Cost for 3rmt (a+b+c+d)
Rate per each rmt = (a+b+c+d)/3
PHE-RCVS-27 | 27 | Providing RCC spun vent shaft with cowl 140 mm and 200 mm internal and external dia respectively at top, 300 and 450 mm internal and external dia respectively at bottom and 9.10m overall length. Bottom 1.25 m below ground level fixed in a pit 90cmx90cm x150 cm with cement concrete 1:4:8, 25cm in bed and minimum 20cm all-round with top 15cm in cement concrete 1:2:4. Junction of vent shaft and concrete grouted with cement mortar 1:1 including making connection with sewer manhole with 150 mm dia metre cement concrete pipe of required length complete as per standard design
Details of cost for one vent shaft
(a) Labour
|  | Mason 1st class | day | 0.75 | 224 | 168
|  | Mason 2nd class | day | 0.25 | 206 | 51.5
|  | Man mazdoor (bhandani) | day | 2 | 170 | 340
|  | Man mazdoor (beldar) | day | 2 | 170 | 340
b) Material
|  | RCC went shaft with cowl | each | 1
|  | RCC pipe 150 mm dia 0.50 m (NP-2 class) | m | 0.5
Cement Concrete 1:4:8(plain)
0.90 x 0.90 x 135 = 1.094 cum
|  | Less for shaft 22/7 x 4 x 0.452 x 1.1= 0.175cum = 0.919 cum | cum | 0.92
Cement Concrete 1:2:4 (plain)
0.90 x 0.90 x 0.15 = 0.122 cum
|  | Less for shaft 22/7x4 x 0.452 x 0.15= 0.024cum = 0.098 cum | cum | 0.1
(c) Total (a+b)
|  | (d) Add for water charges @ 1% on Labour & Testing Charges on Labour Charges |  | 1%
(e) Total = c+d
(f) Overheads & Contractors Profit
(g) Cost for 1 No = e+f
Well Sinking
PHE-WSNP-28 | 28 | Well sinking in sandy and other loose soils under water either by manual labour, divers or dredgers weighting the top of staining to assist sinking etc., including dewatering and other incidental charges such as hire charges for mechanical equipment etc., complete upto 4.0 m dia (For non perennial rivers) | [7 empty] | WELL SINKING NON PERENIAL
| i | Upto 2.0 m below G.L. :
(a) Labour
|  | Man mazdoor | day | 105 | 560 | 58800
|  | (b) Total |  |  |  | 58800
|  | Rate per Rm = b/2 |  |  |  | 29400
| ii | 2.0 to 4.0 m below G.L. :
(a) Labour
|  | Man mazdoor | day | 70 | 560 | 39200
|  | Sinkers | day | 35 | 692 | 24220
b) Machinery
|  | Hire charges for crane | hour | 16 | 1355.6 | 21689.6
|  | Hire charges for Air compressor | hour | 56 | 754.1 | 42229.6
|  | Hire charges for Generator | hour | 56 | 1356.9 | 75986.4
|  | Diesel | L | 70 | 99.43 | 6960.1
|  | Overheads & Contractors Profit |  |  |  | 0
|  | c) Total |  |  |  | 210285.7
|  | Rate per Rm = c/2 |  |  |  | 105142.85
| iii | 4.0 to 6.0 m below G.L. :
(a) Labour
|  | Man mazdoor | day | 56 | 560 | 31360
|  | Sinkers | day | 35 | 692 | 24220
b) Machinery
|  | Hire charges for crane | hour | 56 | 1355.6 | 75913.6
|  | Hire charges for Air compressor | hour | 56 | 754.1 | 42229.6
|  | Hire charges for Generator | hour | 56 | 1356.9 | 75986.4
|  | Diesel | L | 105 | 99.43 | 10440.15
|  | Overheads & Contractors Profit |  |  |  | 0
|  | c) Total |  |  |  | 260149.75
|  | Rate per Rm = c/2 |  |  |  | 130074.875
| iv | 6.0 to 8.0 m below G.L. :
(a) Labour
|  | Man mazdoor | day | 56 | 560 | 31360
|  | Sinkers | day | 35 | 692 | 24220
b) Machinery
|  | Hire charges for crane | hour | 56 | 1355.6 | 75913.6
|  | Hire charges for Air compressor | hour | 56 | 754.1 | 42229.6
|  | Hire charges for Generator | hour | 56 | 1356.9 | 75986.4
|  | Diesel | L | 140 | 99.43 | 13920.2
|  | Overheads & Contractors Profit |  |  |  | 0
|  | c) Total |  |  |  | 263629.8
|  | Rate per Rm = c/2 |  |  |  | 131814.9
| v | 8.0 to 10.0 m below G.L. :
(a) Labour
|  | Man mazdoor | day | 64 | 560 | 35840
|  | Sinkers | day | 40 | 692 | 27680
b) Machinery
|  | Hire charges for crane | hour | 64 | 1355.6 | 86758.4
|  | Hire charges for Air compressor | hour | 64 | 754.1 | 48262.4
|  | Hire charges for Generator | hour | 64 | 1356.9 | 86841.6
|  | Diesel | L | 140 | 99.43 | 13920.2
|  | Overheads & Contractors Profit |  |  |  | 0
|  | c) Total |  |  |  | 299302.6
|  | Rate per Rm = c/2 |  |  |  | 149651.3
PHE-WSOW-29 | 29 | Sinking of RCC 12 m dia well in sandy soils, soft disintegrated rock, loamy and clayey soils etc; under water by manual or mechanical means including dewatering until the completion of sinking of the well to the required depth, the dummies of the weep holes pipes are opened for seepage of water into well, including all hire charges complete as per SS and as directed by the departmental officers (Open well excavation)
| i | Upto 2.0 m below G.L. :
(a) Labour
|  | Man mazdoor | day | 168 | 560 | 94080
|  | (b) Total |  |  |  | 94080
|  | Rate per Rm = b/2 |  |  |  | 47040
| ii | 2.0 to 4.0 m below G.L. :
(a) Labour
|  | Man mazdoor | day | 178 | 560 | 99680
|  | Crane Operator | day | 11 | 735 | 8085
b) Machinery
|  | Hire charges for crane | hour | 88 | 1355.6 | 119292.8
|  | Hire charges for Generator | hour | 88 | 1356.9 | 119407.2
|  | Diesel | L | 440 | 99.43 | 43749.2
|  | Overheads & Contractors Profit |  |  |  | 0
|  | c) Total |  |  |  | 390214.2
|  | Rate per Rm = c/2 |  |  |  | 195107.1
| iii | 4.0 to 6.0 m below G.L. :
(a) Labour
|  | Man mazdoor | day | 157 | 560 | 87920
|  | Sinkers | day | 48 | 692 | 33216
|  | Crane Operator | day | 12 | 735 | 8820
b) Machinery
|  | Hire charges for crane | hour | 96 | 1355.6 | 130137.6
|  | Hire charges for Air compressor | hour | 102 | 754.1 | 76918.2
|  | Hire charges for Generator | hour | 96 | 1356.9 | 130262.4
|  | Diesel | L | 1056 | 99.43 | 104998.08
|  | Overheads & Contractors Profit |  |  |  | 0
|  | c) Total |  |  |  | 572272.28
|  | Rate per Rm = c/2 |  |  |  | 286136.14
| iv | 6.0 to 8.0 m below G.L. :
(a) Labour
|  | Man mazdoor | day | 195 | 560 | 109200
|  | Sinkers | day | 120 | 692 | 83040
|  | Crane Operator | day | 15 | 735 | 11025
b) Machinery
|  | Hire charges for crane | hour | 120 | 1355.6 | 162672
|  | Hire charges for Air compressor | hour | 124 | 754.1 | 93508.4
|  | Hire charges for Generator | hour | 120 | 1356.9 | 162828
|  | Diesel | L | 1334 | 99.43 | 132639.62
|  | Overheads & Contractors Profit |  |  |  | 0
|  | c) Total |  |  |  | 754913.02
|  | Rate per Rm = c/2 |  |  |  | 377456.51
| v | 8.0 to 10.0 m below G.L. :
(a) Labour
|  | Man mazdoor | day | 272 | 560 | 152320
|  | Sinkers | day | 204 | 692 | 141168
|  | Crane Operator | day | 17 | 735 | 12495
b) Machinery
|  | Hire charges for crane | hour | 124 | 1355.6 | 168094.4
|  | Hire charges for Air compressor | hour | 124 | 754.1 | 93508.4
|  | Hire charges for Generator | hour | 136 | 1356.9 | 184538.4
|  | Diesel | L | 1344 | 99.43 | 133633.92
|  | Overheads & Contractors Profit |  |  |  | 0
|  | c) Total |  |  |  | 885758.12
|  | Rate per Rm = c/2 |  |  |  | 442879.06
| vi | 10.0 to 12.85 m below G.L. :
(a) Labour
|  | Man mazdoor | day | 360 | 560 | 201600
|  | Sinkers | day | 288 | 692 | 199296
|  | Crane Operator | day | 24 | 735 | 17640
b) Machinery
|  | Hire charges for crane | hour | 192 | 1355.6 | 260275.2
|  | Hire charges for Air compressor | hour | 198 | 754.1 | 149311.8
|  | Hire charges for Generator | hour | 160 | 1356.9 | 217104
|  | Diesel | L | 2148 | 99.43 | 213575.64
|  | Overheads & Contractors Profit |  |  |  | 0
|  | c) Total |  |  |  | 1258802.64
|  | Rate per Rm = c/2.85 |  |  |  | 629401.32
PHE-WSPR-30 | 30 | Well sinking in sandy and other loose soils under water either by manual labour, divers or dredgers weighting the top of steining to assist sinking etc., including dewatering and other incidental charges such as hire charges for mechanical equipment etc., complete upto 7 m dia (In Perennial Rivers only) | [7 empty] | WELL SINKING PERENIAL
| i | Upto 2.0 m below G.L. :
(a) Labour
|  | Man mazdoor | day | 32 | 560 | 17920
|  | Well sinkers | day | 64 | 692 | 44288
b) Machinery
|  | Hire charges of set of Helmets & Air circulating pipes / valves | day | 4 | 600 | 2400 |  | 600 | local observed rates
|  | Hire charges for crane | hour | 32 | 1355.6 | 43379.2
|  | Hire charges for compressors | hour | 32 | 754.1 | 24131.2
|  | Diesel | L | 120 | 99.43 | 11931.6
|  | Overheads & Contractors Profit |  |  |  | 0
|  | c) Total |  |  |  | 144050
|  | Rate per Rm = c/2 |  |  |  | 72025
| ii | 2.0 to 4.0 m below G.L. :
(a) Labour
|  | Man mazdoor | day | 40 | 560 | 22400
|  | Well sinkers | day | 80 | 692 | 55360
b) Machinery
|  | Hire charges of set of Helmets & Air circulating pipes / valves | day | 5 | 600 | 3000
|  | Hire charges for crane | hour | 40 | 1355.6 | 54224
|  | Hire charges for compressors | hour | 40 | 754.1 | 30164
|  | Diesel | L | 150 | 99.43 | 14914.5
|  | Overheads & Contractors Profit |  |  |  | 0
|  | c) Total |  |  |  | 180062.5
|  | Rate per Rm = c/2 |  |  |  | 90031.25
| iii | 4.0 to 6.0 m below G.L. :
(a) Labour
|  | Man mazdoor | day | 48 | 560 | 26880
|  | Well sinkers | day | 96 | 692 | 66432
b) Machinery
|  | Hire charges of set of Helmets & Air circulating pipes / valves | day | 6 | 600 | 3600
|  | Hire charges for crane | hour | 48 | 1355.6 | 65068.8
|  | Hire charges for compressors | hour | 48 | 754.1 | 36196.8
|  | Diesel | L | 180 | 99.43 | 17897.4
|  | Overheads & Contractors Profit |  |  |  | 0
|  | c) Total |  |  |  | 216075
|  | Rate per Rm = c/2 |  |  |  | 108037.5
| iv | 6.0 to 8.0 m below G.L. :
(a) Labour
|  | Man mazdoor | day | 56 | 560 | 31360
|  | Well sinkers | day | 112 | 692 | 77504
b) Machinery
|  | Hire charges of set of Helmets & Air circulating pipes / valves | day | 7 | 600 | 4200
|  | Hire charges for crane | hour | 56 | 1355.6 | 75913.6
|  | Hire charges for compressors | hour | 56 | 754.1 | 42229.6
|  | Diesel | L | 210 | 99.43 | 20880.3
|  | Overheads & Contractors Profit |  |  |  | 0
|  | c) Total |  |  |  | 252087.5
|  | Rate per Rm = c/2 |  |  |  | 126043.75
| v | 8.0 to 10.0 m below G.L. :
(a) Labour
|  | Man mazdoor | day | 64 | 560 | 35840
|  | Well sinkers | day | 128 | 692 | 88576
b) Machinery
|  | Hire charges of set of Helmets & Air circulating pipes / valves | day | 8 | 600 | 4800
|  | Hire charges for crane | hour | 64 | 1355.6 | 86758.4
|  | Hire charges for compressors | hour | 64 | 754.1 | 48262.4
|  | Diesel | L | 240 | 99.43 | 23863.2
|  | Overheads & Contractors Profit |  |  |  | 0
|  | c) Total |  |  |  | 288100
|  | Rate per Rm = c/2 |  |  |  | 144050
Note : This data shall be adopted for well sinking in perennial rivers. For other rivers, data available for 4.0 m dia infiltration well may be adopted for guidance
PHE-CCCP-31 | 31 | Curing of CC pavement for 21 days including cost and conveyance of water, labour charges, etc., complete
Areas Considered 3 . 5 x 100 mts = 350 sqm
Units = 1 sqm
Mud quantity is required = 14% of CC area x 5 cm
(a) Labour
|  | Man mazdoor (21 x 2). | day | 42 | 560 | 23520
b) Machinery
|  | Carting earth for 3 kms | cum | 2.45 | 37.55 | 92
|  | Hire charges for Water Drum (5 x 21 days) | each | 105 | 10 | 1050
c) Material
|  | Earth Work (100 x 3.5 x 14/100 x .05) | cum | 2.45 | 71.67 | 175.59
|  | Supply of Water (240 Lts / cum / day) | L | 18900 | 99 | 1871100
Overheads & Contractors Profit
|  | (d) Total = a+b+c |  |  |  | 1895937.59
|  | Rate per sqm =d/350 |  |  |  | 5416.9645
Note : 1. When Curing compound is used @ 1.97 kgs/cum, water requirement is 206 Lts / cum per 14 days.
2. This data is for urban areas only
PHE-CSHR-32 | 32 | Cutting sheet rock including stocking of excavated material.
Quality of sheet rock as per stock measurement = 36.53 cumm (taking out put = 36.53 cum)
(a) Labour
|  | Man mazdoor | day | 60 | 560 | 33600
b) Machinery
|  | Drilling of holes | each | 342
|  | Hire charges for JCB | hr | 3 |  | 0
|  | MS Nokkulu | each | 10
Overheads & Contractors Profit
|  | (c) Total = a+b |  |  |  | 33600
Rate per cum =c/36.53
PHE-EXRW-33 | 33 | Excavation in Hard Rock (blasting prohibited)
Excavation for roadway in hard rock (blasting prohibited) with rock breakers including breaking rock, loading in tippers and disposal with all lifts and lead upto 1000 metres, trimming bottom and side slopes in accordance with requirements of lines, grades and cross- sections as per Technical Specification Clause 302.3.5
| (A) | Manual Means
Unit = cum
Taking output = 1 cum
a) Labour
|  | Mate | day | -
|  | Mazdoor (Unskilled) | day | 1.1 | 560 | 616
|  | Chiseller (Hammer Man) | day | 1.5 | 605 | 907.5
|  | Blacksmith | day | 0.06 | 630 | 37.8
b) Machinery
|  | Tipper 5.5 cum capacity, 1 trip per hour | hour | 0.18 | 1242.7 | 223.68
|  | Credit for excavated rock found suitable for use @ 50 per cent of excavated quantity | cum | 0.5
Sundries on Labour
|  | c&d) Overheads & Contractors Profit |  |  |  | 0
|  | Rate per cum = (a+b+c+d) |  |  |  | 1784.98
Note : 1. Credit is considered for 50 per cent of quantity of work.
2. Loading for disposal will be done manually, being small quantity.
3. In case some rock is issued to contractor at site, the item of carriage shall be omitted to the extent of quantity issued to the Contractor.
| (B) | Mechanical Means
Unit = cum
Taking output = 1 cum
a) Labour
|  | Mate | day | -
|  | Mazdoor (Unskilled) | day | 0.289 | 560 | 161.84
b) Machinery
|  | Hydraulic excavator 0.9 cum with rock breaker attachment @ 6 cum per hour | hour | 0.167
|  | Tipper 5.5 cum capacity tipper, 1 trip per hour | hour | 0.18 | 1242.7 | 223.68
|  | Credit for excavated rock found suitable for use @ 50 per cent of excavated quantity | cum | 0.5
Sundries on Labour
|  | c&d) Overheads & Contractors Profit |  |  |  | 0
|  | Rate per cum = (a+b+c+d) |  |  |  | 385.52
Note : 1. The quality and availability of rock shall be checked before affording credit.
2. In case some rock is issued to the contractor at site, the item of carriage shall be restricted/reduced to that extent.
3. Being small quantity, manual loading will be economical in this case and has been provided accordingly.
PHE-LUSS-34 | 34 | Loading or Unloading materials such as C.I / D.I Pipes, R.C.C. Pipes, P.V.C. pipes, A.C. Pressure pipes and Specials less than 300 mm upto 4 mts in length including stacking.
| i | C.I Pipes and Specials (load per truck =6.50 T)
Taking Output = 13.00 MT (Load for each Truck 6.5 MT)
a) Labour
|  | Man Mazdoor | day | 6 | 560 | 3360
|  | Add sundries at 1% towards Nylon rope, Tyres etc |  | 1% |  | 33.6
|  | Overheads & Contractors Profit |  |  |  | 0
|  | Cost for 13 MT |  |  |  | 3393.6
|  | Rate per MT |  |  |  | 261.0462
| ii | RCC Pipes and Collars (load per truck =7.205 T)
Taking Output = 14.41 MT
a) Labour
|  | Man Mazdoor | day | 6 | 560 | 3360
|  | Add sundries at 1% towards Nylon rope, Tyres etc |  | 1% |  | 33.6
|  | Overheads & Contractors Profit |  |  |  | 0
|  | Cost for 14.41 MT |  |  |  | 3393.6
|  | Rate per MT |  |  |  | 235.5031
| iii | AC Pipes and Collars (load per truck = 5.40 T)
Taking Output = 10.8 MT
a) Labour
|  | Man Mazdoor | day | 6 | 560 | 3360
|  | Add sundries at 1% towards Nylon rope, Tyres etc |  | 1% |  | 33.6
|  | Overheads & Contractors Profit |  |  |  | 0
|  | Cost for 10.8 MT |  |  |  | 3393.6
|  | Rate per MT |  |  |  | 314.2222
| iv | Stone ware pipes (load per truck = 5.40 T)
Taking Output = 10.8 MT
a) Labour
|  | Man Mazdoor | day | 6 | 560 | 3360
|  | Add sundries at 1% towards Nylon rope, Tyres etc |  | 1% |  | 33.6
|  | Overheads & Contractors Profit |  |  |  | 0
|  | Cost for 10.8 MT |  |  |  | 3393.6
|  | Rate per MT |  |  |  | 314.2222
PHE-LUMS-35 | 35 | Loading or unloading materials such as C.I / D.I. Pipes, stone ware pipes, R.C.C. pipes, A.C. Pressure pipes and specials from 300 mm to 600 mm dia upto 4 mts in length including stacking.
| i | C.I. / D.I. Pipes (load per truck = 5.5 T)
Taking Output = 11 MT
a) Labour
|  | Man Mazdoor | day | 6 | 560 | 3360
|  | Add sundries at 1% towards Nylon rope, Tyres etc |  | 1% |  | 33.6
|  | Overheads & Contractors Profit |  |  |  | 0
|  | Cost for 11 MT |  |  |  | 3393.6
|  | Rate per MT |  |  |  | 308.5091
| ii | RCC Pipes and Collars (load per truck =5.75 T)
Taking Output = 11.5 MT
a) Labour
|  | Man Mazdoor | day | 6 | 560 | 3360
|  | Add sundries at 1% towards Nylon rope, Tyres etc |  | 1% |  | 33.6
|  | Overheads & Contractors Profit |  |  |  | 0
|  | Cost for 11.5 MT |  |  |  | 3393.6
|  | Rate per MT |  |  |  | 295.0957
| iii | AC Pipes
Taking Output = 1MT
a) Labour
|  | Man Mazdoor | day | 0.7 | 560 | 392
|  | Add sundries at 1% towards Nylon rope, Tyres etc |  | 1% |  | 3.92
|  | Overheads & Contractors Profit |  |  |  | 0
|  | Cost for MT |  |  |  | 395.92
| iv | Stone ware pipes
Taking Output = 1MT
a) Labour
|  | Man Mazdoor | day | 0.7 | 560 | 392
|  | Add sundries at 1% towards Nylon rope, Tyres etc |  | 1% |  | 3.92
|  | Overheads & Contractors Profit |  |  |  | 0
|  | Cost for MT |  |  |  | 395.92
PHE-LUGS-36 | 36 | Loading or unloading materials such as CI / DI Pipes, A.C. pressure pipes less than 300 mm dia above 4.00 M in length including stacking
| i | C.I. / D.I. Pipes (load per truck = 8.46 T)
Taking Output = 1 MT
a) Labour
|  | Man Mazdoor | day | 0.71 | 560 | 397.6
|  | Add sundries at 1% towards Nylon rope, Tyres etc |  | 1% |  | 3.976
|  | Overheads & Contractors Profit |  |  |  | 0
|  | Cost for 1 MT |  |  |  | 401.576
| ii | AC Pipes (load per truck = 3.78 T)
Taking Output = 1MT
a) Labour
|  | Man Mazdoor | day | 0.79 | 560 | 442.4
|  | Add sundries at 1% towards Nylon rope, Tyres etc |  | 1% |  | 4.424
|  | Overheads & Contractors Profit |  |  |  | 0
|  | Cost for MT |  |  |  | 446.824
PHE-LUBS-37 | 37 | Loading or Unloading materials such as C.I / D.I. Pipes, A.C. Pressure pipes from 300 to 600mm dia above 4.00 m including stacking
| i | AC Pipes (load per truck = 4.3 T)
Taking Output = 1 MT
a) Labour
|  | Man Mazdoor | day | 0.714 | 560 | 399.84
|  | Add sundries at 1% towards Nylon rope, Tyres etc |  | 1% |  | 3.9984
|  | Overheads & Contractors Profit |  |  |  | 0
|  | Cost for 1 MT |  |  |  | 403.8384
| ii | C.I. Pipes (load per truck = 3.85 T)
Taking Output = 1MT
a) Labour
|  | Man Mazdoor | day | 0.78 | 560 | 436.8
|  | Add sundries at 1% towards Nylon rope, Tyres etc |  | 1% |  | 4.368
|  | Overheads & Contractors Profit |  |  |  | 0
|  | Cost for MT |  |  |  | 441.168
PHE-CSRC-38 | 38 | Centering and scaffolding charges for R.C.C. members including all materials and labour charges for forming and dismantling
| A | For R.C.C. Elevated Service Reservoir of Staging upto 40 Ft. below G.W.L.
| i | Side wall straight surfaces:
Details cost for 15 M long and 1 M height wall
Surface area = 2 x 15 x 1 = 30 Sqm
a) Materials
i) Planks 33 mm thick
2 x 15 x 1 = 30.00 sqm
Add 5% wastage = 1.5
=31.50 sqm
|  | 31.50 x 0.038 = 1.197 Cum | cum | 1.197
ii) Batters – 75 x 50 mm
|  | 2 x 13 x 0.075 x 0.05 = 0.095 cum | cum | 0.095
iii) Ballies – 125 dia for strutting
ver 13 x 1.5 = 19.5
13 x 4.5 = 58.5
= 78.00
5% for wastage = 3.9
= 81.90
|  | 81.90 x π x 0.1252 / 4 =1.005 Cum | cum | 1.005
Assuming that timber shall become unserviceable after being used for 5 times
Cost for 5 times
Rate per 1 time
b) Labour
Labour charges for assembling, erection, dismantling and cleaning
|  | Carpenter 2nd class | day | 7.5
|  | Man Mazdoor | day | 6 | 560 | 3360
Sundries for nails etc
Overheads & Contractors Profit
c) Cost for 30 Sqm
Rate per sqm =c/30
| ii | Side walls curved surfaces
Considering 4 M internal dia and 1 Meter depth. Consider 30 mm thick.
Surface area:
Outside – π x 4.40 x 1.00 = 13.83 Sqm
Inside area = π x 4 x 1 = 12.57 Sqm
= 26.40 Sqm
a) Materials
i) Planks 33 mm
26.40 x 0.038 = 1.003 cum
Extra & Wastage @ 20% = 0.201 cum
|  | = 1.204 Cum | cum | 1.204
ii) Hattens – 75 x 38 mm
Inside – 2 x 25 x 0.50 x 0.075 x 0.075 = 0.1406
Outside – 2 x 28 x 0.50 x 0.075 x 0.175 = 0.1575
= 0.2981
Add 5% wastage = 0.0149
|  | = 0.3130 cum | cum | 0.313
iii) Ballion 125 mm dia
Inside – 25 x 1 = 25 m
Outside – 28 x 1 = 28 m
= 53.00 m
Add 5% wastage = 2.65 m
|  | 55.65 π x 0.1252 = 0.68 cum | cum | 0.68
Assuming that timber shall become unserviceable after being used for 5 times
Cost for 5 times
Rate per 1 time
b) Labour
Add labour charges for assembling, erection and dismantling etc., @ 1/6 cost of materia
c) Total
Overheads & Contractors Profit
c) Cost for 26.04 Sqm
Rate per sqm =c/26.04
| B | For Ground level works
| i | R.C.C. vertical wells of plane surface upto 3 meters height such as G.L. tanks clarifiers and sludge digestor etc,
Rate per Sqm (as arrived in item A (i) above)
| ii | R.C.C. Vertical walls of circular faces upto 3 meters height
Rate per Sqm (as arrived in item A (ii) above)
PHE-HSSG-39 | 39 | Hoisting of S.S. Girders in pump house etc.
Detail cost of S.S. Joist = 300 x 140 mm - 6 M long
Wt. 44.2 Kgs/M = 6 x 44.20 = 265.20 kgs
Tolerances @ 5% = 13.26 kgs
= 278.46 kgs
a) Labour
Labour for hoisting inn position:
|  | Mason 2nd class | day | 1 | 605 | 605
|  | Man Mazdoor | day | 2.75 | 560 | 1540
|  | Total |  |  |  | 2145
|  | (b) Overheads & Contractors Profit |  |  |  | 0
|  | c) Cost for 278.46 Sqm |  |  |  | 4290
|  | Rate per sqm =c/278.46 |  |  |  | 15.4062
Cost for 50 Kg
PHE-LCVS-40 | 40 | Labour charges for fixing ventilating shafts in sewerage scheme complete with all accessories
Unit – Each
a) Labour
|  | Mason 1st class | day | 0.15 | 750 | 112.5
|  | Mason 2nd class | day | 0.35 | 605 | 211.75
|  | Plumber 2nd Class | day | 0.6 | 605 | 363
|  | Man Mazdoor | day | 2 | 560 | 1120
|  | Overheads & Contractors Profit |  |  |  | 0
|  | Rate |  |  |  | 1807.25
Note on C1008: rammohan:
Note on C1024: rammohan:
Note on C1040: rammohan:
Note on C1056: rammohan:
Note on C1072: rammohan:
Note on C1088: rammohan:
Note on C1104: rammohan:
Note on C1120: rammohan:
Note on C1136: rammohan:
Note on C1152: rammohan:
Note on C1168: rammohan:
Note on C1184: rammohan:
Note on C1221: rammohan:
Note on C1237: rammohan:
Note on C1253: rammohan:
Note on C1333: rammohan:
Note on C1349: rammohan:
Note on C1365: rammohan:
Note on C1381: rammohan:

## PH-Input
| Over Head and Contractor's Profit |  |  |  | SoR 2023-24
| S.No | Item | Rate
| 1 | Plumber-Skilled, | 750
| 2 | Plumber-semi Skilled, | 605
|  | Fore man /workinspector nontechnical | 735
| 3 | Man mazdoor | 560
| 4 | Fitters I Class | 705
| 5 | Fitters II Class | 605
|  | Supervisor | 575 |  |  | Literate mazdoor
| 6 | Diesel | 99.43 |  |  | as per ssr
| 7 | Fuel wood | 840 |  |  | Non-SSR |  | 10% increase every year |  | 5% increased | 840
| 8 | Kerosene | 72.38 |  |  | as per online price |  | 72.37
| 9 | spun yarn | 128
| 10 | Pig lead | 316
| 29 | Bolts&Nuts | 122
| 30 | Rubber Packing | 102
| 31 | White Lead | 121 | from buildings ssr
| 54 | Earth work rate total manual | 203.84 | from chapter 11
| 55 | Earth Work by Machine | 108.4508 | from chapter 11
| 56 | Cost of Sand for Filling | 460
| 56 | Labour Charges for Sand Filling | 28.9333 | from chapter 11
| 58 | GI PIPES
| 56 | G I Pipe 15 mm dia B class | 178.1
| 57 | G I Pipe 20 mm dia B class | 226.5
| 58 | G I pipe 25 mm dia B class | 324.65
| 59 | G I pipe 32 mm dia B class | 403.17
| 60 | G I pipe 40 mm dia B class | 475.65
| 61 | G I pipe 50 mm dia B class | 649.3
| 62 | G I pipe 65 mm dia B class | 818.42
| 63 | G I Pipe 80 mm dia B Class | 1023.78
| 64 | G I Pipe 100 mm dia B Class | 1454.13
| 65 | G I Pipe 125 mm dia B Class | 2000.75
| 66 | G I Pipe 150 mm dia B Class | 2289.16
| 67 | Hemp Yarn | 83
| 68 | Pressure guage | 1500 |  |  | Non-SSR
| 69 | 3/4" G.I. Pipe (medium) | 226.5 |  |  | PH SoR GI Pipe Rates
| 70 | Specials | 500 |  |  | Non-SSR
| 71 | Dummies | 1500 |  |  | Non-SSR
| 72 | Hire chargers for Hydralic field test pressure testing including transportation of water @ Rs. 1200/- (1000+200) / day | 1200 |  |  | As given in AP standard data 2009-10
| 73 | Water for testing | 99
| 74 | Hire charges for crane | 1355.6
| 75 | Hire charges for Air compressor | 754.1
| 76 | Hire charges for Generator | 1356.9 | 30 kva
| 77 | well Sinker | 692
| 78 | crane operator | 735
| 79 | Black smith | 630
| 80 | hammer man | 605
| 81 | L,L&J of Stone ware pipes 200mm to 400mm
| 82 | Mason skilled | 670
| 83 | Mason semi skilled | 605
| 84 | Tipper | 1242.7
| 85 | Hydraulic excavator | 3561.5
| 86 | MS Pipe Fabrication Charges | 37
| 87 | Painter Cl-1 | 750
| 88 | Epoxy Paint | 451 |  |  | Bitumen paint rate from Buildings SSR
| 89 | Lead Charges of MS Pipe | 37.4 | 9 | 7.5
| 90 | Water Tanker 8000 L | 1207.6 |  |  | Transport for 8 hours per day per lit |  |  | 1.2076
| 91 | Sand Conveyance Charges
|  | 1 | 37.3 |  | 22 | 315.4
|  | 2 | 52.2
|  | 3 | 69.6
|  | 4 | 84.5
|  | 5 | 99.4
|  | 30 | 14.9
|  | >30 | 12.4
| 92 | Laying and Jointing HDPE Pipe
|  | 400 | 321
|  | 450 | 356
SoR PIPE RATES
RCC PLAIN ENDED PIPE IS_458_2003
SoR Rates |  | RCC PALIN ENDED PIPE |  |  |  | RCC COLLARS |  |  | CONVEYANCE CHARGES |  |  |  | Laying & Jointing
Cement | 4220 | [7 empty] | NP-2 |  | NP-3 & NP-4
Steel (MS Roads) | 60000 | Diameter | NP-2 | NP-3 | NP-4 | NP-2 | NP-3 | NP-4 | Upto-5 KM | >5 KM | Upto-5 KM | >5 KM | 25
R1 | (C2-C1)/1000*Wc |  | SoR Rate | SoR Rate | SoR Rate | SoR Rate | SoR Rate | SoR Rate |  |  |  |  | 28.76
R2 | (S2-S1)/1000*Ws | 80 | 147 |  |  | 46 |  |  | 4.83 | 0.21 |  |  | 92.03
Revised Cost | SoR Rate+R1+R2 | 100 | 169 |  |  | 46 |  |  | 6.43 | 0.21 |  |  | 115.04
|  | 150 | 201 |  |  | 47 |  |  | 9.65 | 0.39 |  |  | 172.56
|  | 200 | 237 |  |  | 65 |  |  | 12.85 | 0.39 |  |  | 230.08
|  | 225 | 257 |  |  | 69 |  |  | 14.47 | 0.62 |  |  | 258.84
|  | 250 | 272 |  |  | 76 |  |  | 16.08 | 0.62 |  |  | 287.6
|  | 300 | 393 | 917 | 941 | 99 | 141 | 141 | 22.52 | 0.82 | 62.7 | 1.64 | 345.12
|  | 350 | 488 | 1097 | 1120 | 123 | 177 | 177 | 32.15 | 1.84 | 67.53 | 1.84 | 402.64
|  | 400 | 565 | 1208 | 1238 | 135 | 202 | 202 | 35.37 | 2.04 | 80.39 | 2.44 | 460.16
|  | 450 | 691 | 1388 | 1405 | 212 | 269 | 269 | 46.62 | 2.44 | 86.81 | 2.85 | 517.68
|  | 500 | 758 | 1507 | 1745 | 241 | 321 | 321 | 49.84 | 2.85 | 94.85 | 2.85 | 575.2
|  | 600 | 1120 | 2281 | 2723 | 328 | 420 | 420 | 72.33 | 4.48 | 143.06 | 6.33 | 690.24
|  | 700 | 1432 | 2843 | 3671 | 427 | 567 | 567 | 91.63 | 6.33 | 159.15 | 7.34 | 805.28
|  | 800 | 1766 | 3763 | 4796 | 606 | 721 | 721 | 107.71 | 6.33 | 191.3 | 7.34 | 920.32
|  | 900 | 2238 | 4738 | 5988 | 723 | 839 | 839 | 123.77 | 6.33 | 250.77 | 13.86 | 1035.36
|  | 1000 | 2732 | 5777 | 8208 | 845 | 1050 | 1050 | 183.26 | 13.04 | 302.21 | 13.86 | 1150.4
|  | 1100 | 3213 | 6961 | 9528 | 1034 | 1333 | 1333 | 200.93 | 13.04 | 327.94 | 15.08 | 1265.44
|  | 1200 | 3830 | 8210 | 11150 | 1258 | 1668 | 1668 | 228.27 | 13.86 | 366.51 | 15.08 | 1380.48
|  | 1400 | 5242 | 10595 | 15437 | 1620 | 2114 | 2114 | 274.89 | 13.86 | 498.34 | 15.7 | 1610.56
|  | 1600 | 6056 | 13799 | 18543 | 2073 | 2709 | 2709 | 318.3 | 13.86 | 598 | 15.7 | 1840.64
|  | 1800 | 7956 | 18352 | 24927 | 2127 | 3494 | 3494 | 366.51 | 13.86 | 797.33 | 22.03 | 2070.72
RCC S/S PIPE (Non-Pressure) IS_458_2003
SoR Rates |  | RCC S/S PIPE (Non-Pressure) |  |  |  | RUBBER RINGS |  |  | CONVEYANCE CHARGES |  |  |  | Laying & Jointing
Cement | 4220 | [7 empty] | NP-2 |  | NP-3 & NP-4
Steel (MS Roads) | 60000 | Diameter | NP-2 | NP-3 | NP-4 | NP-2 | NP-3 | NP-4 | Upto-5 KM | >5 KM | Upto-5 KM | >5 KM
R1 | (C2-C1)/1000*Wc |  | SoR Rate | SoR Rate | SoR Rate | SoR Rate | SoR Rate | SoR Rate
R2 | (S2-S1)/1000*Ws | 80 | 183 |  |  | 28 |  |  | 6.43 | 0.19
Revised Cost | SoR Rate+R1+R2 | 100 | 206 |  |  | 34 |  |  | 6.43 | 0.37
|  | 150 | 240 |  |  | 61 |  |  | 11.26 | 0.37
|  | 200 | 293 |  |  | 72 |  |  | 14.47 | 0.74
|  | 225 | 317 |  |  | 79 |  |  | 16.08 | 0.74
|  | 250 | 338 |  |  | 88 |  |  | 17.68 | 1.67
|  | 300 | 476 | 1173 | 1249 | 108 | 139 | 139 | 28.95 | 1.85 | 76.05 | 2.23
|  | 350 | 611 | 1457 | 1483 | 125 | 166 | 166 | 33.75 | 2.04 | 82.68 | 2.58
|  | 400 | 673 | 1615 | 1643 | 138 | 188 | 188 | 33.75 | 2.4 | 102.52 | 4.83
|  | 450 | 840 | 1783 | 1794 | 156 | 213 | 213 | 48.23 | 2.58 | 112.43 | 4.83
|  | 500 | 969 | 2041 | 2225 | 203 | 244 | 244 | 53.05 | 2.79 | 124.02 | 5.2
|  | 600 | 1356 | 2867 | 2941 | 267 | 354 | 354 | 69.12 | 4.83 | 166.99 | 7.4
|  | 700 | 1760 | 3676 | 3842 | 267 | 424 | 424 | 85.19 | 5.2 | 224.86 | 14.64 | 450
|  | 800 | 2269 | 4873 | 5019 | 461 | 515 | 515 | 117.34 | 7.96 | 266.21 | 14.64 | 541
|  | 900 | 2882 | 6138 | 6329 | 577 | 696 | 696 | 175.22 | 14.27 | 307.53 | 14.64 | 649
|  | 1000 | 3514 | 6901 | 7344 | 675 | 840 | 840 | 199.33 | 14.27 | 324.07 | 14.64 | 777
|  | 1100 | 4088 | 8168 | 8688 | 812 | 1076 | 1076 | 225.05 | 14.64 | 347.22 | 14.64
|  | 1200 | 4622 | 9654 | 10181 | 1301 | 1352 | 1352 | 250.77 | 14.64 | 388.55 | 14.99
|  | 1400 | 6623 | 12788 | 14474 | 1430 | 1488 | 1488 | 311.86 | 14.64 | 520.83 | 14.99
|  | 1600 | 8198 | 16657 | 17403 | 1781 | 1815 | 1815 | 369.74 | 14.99 | 615.08 | 16.12
|  | 1800 | 9155 | 22148 | 23419 | 2218 | 2319 | 2319 | 458.14 | 14.99 | 820.1 | 22.05
RCC S/S PIPE (Pressure) IS_458_2003
SoR Rates |  | RCC S/S PIPE (Pressure) |  |  |  | RUBBER RINGS |  |  | CONVEYANCE CHARGES | [5 empty] | Laying & Jointing
Cement | 4220 | [7 empty] | P-1 |  | P-2 |  | P-3
Steel (MS Roads) | 60000 | Diameter | P-1 | P-2 | P-3 | P-1 | P-2 | P-3 | Upto-5 KM | >5 KM | Upto-5 KM | >5 KM | Upto-5 KM | >5 KM
R1 | (C2-C1)/1000*Wc |  | SoR Rate | SoR Rate | SoR Rate | SoR Rate | SoR Rate | SoR Rate
R2 | (S2-S1)/1000*Ws | 80 | 241 | 271 | 311 | 28 | 28 | 28 | 6.43 | 0.19 | 6.43 | 0.19 | 6.43 | 0.18
Revised Cost | SoR Rate+R1+R2 | 100 | 270 | 326 | 378 | 34 | 36 | 36 | 6.43 | 0.37 | 6.43 | 0.37 | 6.43 | 0.35
|  | 150 | 374 | 487 | 603 | 61 | 61 | 61 | 11.26 | 0.37 | 11.26 | 0.37 | 11.26 | 0.35
|  | 200 | 433 | 625 | 826 | 72 | 72 | 72 | 14.47 | 0.74 | 14.47 | 0.74 | 19.29 | 1.59
|  | 225 | 488 | 711 | 921 | 79 | 81 | 83 | 16.08 | 0.74 | 19.29 | 1.67 | 22.52 | 1.76
|  | 250 | 535 | 760 | 966 | 88 | 92 | 93 | 17.68 | 1.67 | 20.9 | 1.85 | 27.32 | 1.94
|  | 300 | 719 | 1089 | 1361 | 108 | 114 | 118 | 28.95 | 1.85 | 40.18 | 2.23 | 46.62 | 2.29
|  | 350 | 895 | 1517 | 1964 | 125 | 142 | 156 | 33.75 | 2.04 | 49.84 | 2.58 | 64.3 | 2.66
|  | 400 | 1065 | 2011 | 2599 | 138 | 188 | 192 | 33.75 | 2.4 | 59.47 | 2.79 | 85.19 | 4.6
|  | 450 | 1132 | 2387 | 3195 | 156 | 215 | 221 | 48.23 | 2.58 | 75.55 | 4.64 | 106.11 | 4.6
|  | 500 | 1516 | 2588 | 3628 | 203 | 244 | 255 | 53.05 | 2.79 | 85.19 | 4.83 | 128.6 | 6.89
|  | 600 | 2076 | 3864 | 5038 | 267 | 301 | 307 | 69.12 | 4.83 | 112.54 | 4.83 | 186.47 | 8.82
|  | 700 | 2776 | 5101 | 6390 | 364 | 398 | 424 | 85.19 | 5.2 | 168.78 | 9.82 | 271.67 | 13.94 | 450
|  | 800 | 3473 | 6056 | 7716 | 461 | 510 | 510 | 117.34 | 7.96 | 223.45 | 13.9 | 347.22 | 13.94 | 541
|  | 900 | 4186 | 7116 |  | 577 | 644 |  | 175.22 | 14.27 | 271.67 | 14.64 |  |  | 649
|  | 1000 | 5310 | 8157 |  | 675 | 777 |  | 199.33 | 14.27 | 334.36 | 14.99 |  |  | 777
|  | 1100 | 6384 |  |  | 812 |  |  | 225.05 | 14.64
|  | 1200 | 7456 |  |  | 1301 |  |  | 250.77 | 14.64
AC PIPES IS_1592_2003
SoR Rates |  | AC PIPES |  |  |  | AC COUPLINGS |  |  | RUBBER RINGS |  |  | LOWERING & JOINTING
Cement | 4220
Fiber | 78800 | Diameter | CL-15 | CL-20 | CL-25 | CL-15 | CL-20 | CL-25 | CL-15 | CL-20 | CL-25 | CL-15 | CL-20 | CL-25
Revised Cement | 0.85*(C2-C1)/1000*W |  | SoR Rate | SoR Rate | SoR Rate | SoR Rate | SoR Rate | SoR Rate
Revised Fiber | 0.15*(F2-F1)/1000*W | 80 | 237 | 259 | 326 | 112 | 119 | 138 | 89 | 89 | 89 | 63 | 63 | 63
Revised Cost | SoR Rate+RC+RF | 100 | 313 | 398 | 488 | 143 | 158 | 187 | 110 | 110 | 110 | 91 | 91 | 91
|  | 125 | 408 | 509 | 638 | 183 | 199 | 240 | 142 | 142 | 142 | 100 | 100 | 100
|  | 150 | 574 | 714 | 899 | 211 | 264 | 326 | 180 | 180 | 180 | 119 | 119 | 119
|  | 200 | 953 | 1219 | 1548 | 387 | 428 | 543 | 187 | 187 | 187 | 157 | 157 | 157
|  | 250 | 1211 | 1567 | 1961 | 454 | 573 | 727 | 217 | 217 | 217 | 189 | 189 | 189
|  | 300 | 1693 | 2201 | 2811 | 593 | 768 | 988 | 217 | 217 | 217 | 231 | 231 | 231
|  | 350 | 2063 | 2681 | 3378 | 766 | 989 | 1262 | 246 | 246 | 246 | 391 | 391 | 391
|  | 400 | 2682 | 3505 | 4351 | 1181 | 1540 | 1968 | 301 | 301 | 301 | 590 | 590 | 590
|  | 450 | 3179 | 4219 | 5283 | 1415 | 1862 | 2390 | 353 | 353 | 353 | 717 | 717 | 717
|  | 500 | 3929 | 5161 | 6481 | 1685 | 2251 | 2872 | 408 | 408 | 408 | 911 | 911 | 911
|  | 600 | 5584 | 7290 | 9289 | 2082 | 2617 | 3347 | 464 | 464 | 464 | 979 | 979 | 979
|  | 700 | 7393 | 10028 | 12965 | 2732 | 3682 | 4786 | 960 | 960 | 960 | 1093 | 1093 | 1093
|  | 750 | 8424 | 11574 | 14838 | 3084 | 4215 | 5441 | 999 | 999 | 999 | 1215 | 1215 | 1215
|  | 800 | 9640 | 13115 | 16830 | 3499 | 4744 | 6140 | 1074 | 1074 | 1074 | 1279 | 1279 | 1279
|  | 850 | 10812 | 14756 | 18953 | 3897 | 5306 | 6883 | 1195 | 1195 | 1195 | 1365 | 1365 | 1365
|  | 900 | 12054 | 16481 | 21201 | 4313 | 5899 | 7659 | 1257 | 1257 | 1257 | 1489 | 1489 | 1489
|  | 1000 | 14881 | 20237 | 26070 | 5265 | 7171 | 9347 | 1393 | 1393 | 1393 | 1533 | 1533 | 1533
PRE-STRESSED (NON-CYLINDER) CONCRETE PIPES IS_784_2001
SoR Rates |  | PRE-STRESSED (NON-CYLINDER) CONCRETE PIPES | [6 empty] | LOWERIFNG AND JOINTING | [5 empty] | CONVEYANCE CHARGES
Cement | 4220
HT Wire | 72750 | Diameter | 6 Kg/Sqcm | 8 Kg/Sqcm | 10 Kg/Sqcm | 12 Kg/Sqcm | 14 Kg/Sqcm | 16 Kg/Sqcm | 6 Kg/Sqcm | 8 Kg/Sqcm | 10 Kg/Sqcm | 12 Kg/Sqcm | 14 Kg/Sqcm | 16 Kg/Sqcm | 6 Kg/Sqcm | 8 Kg/Sqcm | 10 Kg/Sqcm | 12 Kg/Sqcm | 14 Kg/Sqcm | 16 Kg/Sqcm
R1 | (H2-H1)/1000*Wh |  | SoR Rate | SoR Rate | SoR Rate | SoR Rate | SoR Rate | SoR Rate
R2 | (C2-C1)/1000*Wc | 350 | 3614 | 3627 | 3641 | 3660 | 3733 | 3863 | 341 | 341 | 341 | 341 | 341 | 341 | 2.28 | 2.28 | 2.28 | 2.28 | 2.28 | 2.28
Revised Cost | SoR Rate+R1+R2 | 400 | 3883 | 3912 | 3954 | 4006 | 4079 | 4141 | 368 | 368 | 368 | 368 | 368 | 368 | 2.28 | 2.28 | 2.28 | 2.28 | 2.28 | 2.28
|  | 450 | 4128 | 4148 | 4195 | 4276 | 4386 | 4481 | 424 | 424 | 424 | 424 | 424 | 424 | 2.66 | 2.66 | 2.66 | 2.66 | 2.66 | 2.66
|  | 500 | 4469 | 4487 | 4524 | 4619 | 4716 | 4854 | 451 | 451 | 451 | 451 | 451 | 451 | 2.79 | 2.79 | 2.79 | 2.79 | 2.79 | 2.79
|  | 600 | 5129 | 5166 | 5221 | 5381 | 5553 | 5723 | 556 | 556 | 556 | 556 | 556 | 556 | 3.17 | 3.17 | 3.17 | 3.17 | 3.17 | 3.17
|  | 700 | 6014 | 6100 | 6243 | 6421 | 6607 | 6865 | 649 | 649 | 649 | 649 | 649 | 649 | 5.2 | 5.2 | 5.2 | 5.2 | 5.2 | 5.2
|  | 800 | 7296 | 7459 | 7632 | 7863 | 8101 | 8477 | 736 | 736 | 736 | 736 | 736 | 736 | 5.2 | 5.2 | 5.2 | 5.2 | 5.2 | 5.2
|  | 900 | 8371 | 8586 | 8811 | 9188 | 9480 | 10167 | 805 | 805 | 805 | 805 | 805 | 805 | 5.2 | 5.2 | 5.2 | 5.2 | 5.2 | 5.2
|  | 1000 | 9867 | 10149 | 10444 | 10740 | 11102 | 11894 | 930 | 930 | 930 | 930 | 930 | 930 | 8.37 | 8.37 | 8.37 | 8.37 | 8.37 | 8.37
|  | 1100 | 11050 | 11373 | 11734 | 12095 | 12475 | 13449 | 1046 | 1046 | 1046 | 1046 | 1046 | 1046 | 8.37 | 8.37 | 8.37 | 8.37 | 8.37 | 8.37
|  | 1200 | 12419 | 12846 | 13249 | 13538 | 14089 | 15493 | 1157 | 1157 | 1157 | 1157 | 1157 | 1157 | 15.98 | 15.98 | 15.98 | 15.98 | 15.98 | 15.98
|  | 1300 | 14074 | 14555 | 15037 | 15522 | 16915 | 17525 | 1313 | 1313 | 1313 | 1313 | 1313 | 1313 | 16.23 | 16.23 | 16.23 | 16.23 | 16.23 | 16.23
|  | 1400 | 16290 | 16854 | 17430 | 18383 | 19548 | 20409 | 1485 | 1485 | 1485 | 1485 | 1485 | 1485 | 16.23 | 16.23 | 16.23 | 16.23 | 16.23 | 16.23
|  | 1500 | 18393 | 19063 | 19693 | 21377 | 22146 | 24739 | 1611 | 1611 | 1611 | 1611 | 1611 | 1611 | 16.23 | 16.23 | 16.23 | 16.23 | 16.23 | 16.23
|  | 1600 | 20681 | 21403 | 22129 | 24144 | 25015 | 27524 | 1806 | 1806 | 1806 | 1806 | 1806 | 1806 | 18.13 | 18.13 | 18.13 | 18.13 | 18.13 | 18.13
|  | 1700 | 22191 | 23032 | 23860 | 25982 | 28786 | 30082 | 1965 | 1965 | 1965 | 1965 | 1965 | 1965 | 18.13 | 18.13 | 18.13 | 18.13 | 18.13 | 18.13
|  | 1800 | 24538 | 26104 | 27525 | 29846 | 30952 | 34273 | 2078 | 2078 | 2078 | 2078 | 2078 | 2078 | 18.51 | 18.51 | 18.51 | 18.51 | 18.51 | 18.51
|  | 1900 | 26190 | 27631 | 30062 | 31787 | 34555 | 37211 | 2194 | 2194 | 2194 | 2194 | 2194 | 2194 | 19.4 | 19.4 | 19.4 | 19.4 | 19.4 | 19.4
|  | 2000 | 28790 | 30586 | 32190 | 35124 | 38765 | 40294 | 2312 | 2312 | 2312 | 2312 | 2312 | 2312 | 19.4 | 19.4 | 19.4 | 19.4 | 19.4 | 19.4
PRE-STRESSED (CYLINDER) CONCRETE PIPES IS_784_2001 (not required and not updated)
SoR Rates |  | PRE-STRESSED (CYLINDER) CONCRETE PIPES | [9 empty] | LOWERIFNG AND JOINTING | [8 empty] | CONVEYANCE CHARGES
Cement | 4220
HT Wire | 72750 | Diameter | 4 Kg/Sqcm | 6 Kg/Sqcm | 8 Kg/Sqcm | 10 Kg/Sqcm | 12 Kg/Sqcm | 14 Kg/Sqcm | 16 Kg/Sqcm | 18 Kg/Sqcm | 20 Kg/Sqcm | 4 Kg/Sqcm | 6 Kg/Sqcm | 8 Kg/Sqcm | 10 Kg/Sqcm | 12 Kg/Sqcm | 14 Kg/Sqcm | 16 Kg/Sqcm | 18 Kg/Sqcm | 20 Kg/Sqcm | 4 Kg/Sqcm | 6 Kg/Sqcm | 8 Kg/Sqcm | 10 Kg/Sqcm | 12 Kg/Sqcm | 14 Kg/Sqcm | 16 Kg/Sqcm | 18 Kg/Sqcm | 20 Kg/Sqcm
HR Coil | 65250 |  | SoR Rate | SoR Rate | SoR Rate | SoR Rate | SoR Rate | SoR Rate | SoR Rate | SoR Rate | SoR Rate
R1 | (H2-H1)/1000*Wh | 400 | 6410 | 6410 | 6410 | 6410 | 6441 | 6509 | 6622 | 6730 | 6813 | 659 | 659 | 659 | 659 | 659 | 659 | 659 | 659 | 659 | 1.81 | 1.81 | 1.81 | 1.81 | 1.81 | 1.81 | 1.81 | 1.81 | 1.81
R2 | (R2-R1)/1000*Wr | 450 | 6977 | 6977 | 6977 | 7009 | 7091 | 7190 | 7312 | 7370 | 7440 | 775 | 775 | 775 | 775 | 775 | 775 | 775 | 775 | 775 | 1.81 | 1.81 | 1.81 | 1.81 | 1.81 | 1.81 | 1.81 | 1.81 | 1.81
R3 | (C2-C1)/1000*Wc | 500 | 7461 | 7461 | 7530 | 7603 | 7668 | 7759 | 7865 | 7953 | 8036 | 844 | 844 | 844 | 844 | 844 | 844 | 844 | 844 | 844 | 2.54 | 2.54 | 2.54 | 2.54 | 2.54 | 2.54 | 2.54 | 2.54 | 2.54
Revised Cost | SoR Rate+R1+R2+R3 | 600 | 8596 | 8682 | 8778 | 8885 | 8981 | 9077 | 9238 | 9364 | 9480 | 988 | 988 | 988 | 988 | 988 | 988 | 988 | 988 | 988 | 2.9 | 2.9 | 2.9 | 2.9 | 2.9 | 2.9 | 2.9 | 2.9 | 2.9
|  | 700 | 9797 | 9917 | 10054 | 10179 | 10315 | 10439 | 10656 | 10808 | 10980 | 1124 | 1124 | 1124 | 1124 | 1124 | 1124 | 1124 | 1124 | 1124 | 4.59 | 4.59 | 4.59 | 4.59 | 4.59 | 4.59 | 4.59 | 4.59 | 4.59
|  | 800 | 11513 | 11663 | 11830 | 12007 | 12175 | 12339 | 12578 | 12808 | 13014 | 1292 | 1292 | 1292 | 1292 | 1292 | 1292 | 1292 | 1292 | 1292 | 4.59 | 4.59 | 4.59 | 4.59 | 4.59 | 4.59 | 4.59 | 4.59 | 4.59
|  | 900 | 13108 | 13322 | 13531 | 13750 | 13971 | 14187 | 14718 | 15008 | 15337 | 1456 | 1456 | 1456 | 1456 | 1456 | 1456 | 1456 | 1456 | 1456 | 4.59 | 4.59 | 4.59 | 4.59 | 4.59 | 4.59 | 4.59 | 4.59 | 4.59
|  | 1000 | 15714 | 15972 | 16237 | 16511 | 16774 | 17044 | 17736 | 18115 | 18493 | 1595 | 1595 | 1595 | 1595 | 1595 | 1595 | 1595 | 1595 | 1595 | 7.25 | 7.25 | 7.25 | 7.25 | 7.25 | 7.25 | 7.25 | 7.25 | 7.25
|  | 1100 | 17521 | 17835 | 18165 | 18484 | 18813 | 19127 | 19972 | 20394 | 20954 | 1809 | 1809 | 1809 | 1809 | 1809 | 1809 | 1809 | 1809 | 1809 | 7.25 | 7.25 | 7.25 | 7.25 | 7.25 | 7.25 | 7.25 | 7.25 | 7.25
|  | 1200 | 19524 | 19906 | 20281 | 20667 | 21065 | 21444 | 22445 | 23040 | 23593 | 1973 | 1973 | 1973 | 1973 | 1973 | 1973 | 1973 | 1973 | 1973 | 14.37 | 14.37 | 14.37 | 14.37 | 14.37 | 14.37 | 14.37 | 14.37 | 14.37
|  | 1300 | 21799 | 22251 | 22702 | 23158 | 23614 | 24401 | 25347 | 25988 | 26712 | 2112 | 2112 | 2112 | 2112 | 2112 | 2112 | 2112 | 2112 | 2112 | 14.37 | 14.37 | 14.37 | 14.37 | 14.37 | 14.37 | 14.37 | 14.37 | 14.37
|  | 1400 | 24370 | 24924 | 25490 | 26103 | 27123 | 27902 | 28890 | 29241 | 30507 | 2324 | 2324 | 2324 | 2324 | 2324 | 2324 | 2324 | 2324 | 2324 | 14.37 | 14.37 | 14.37 | 14.37 | 14.37 | 14.37 | 14.37 | 14.37 | 14.37
|  | 1500 | 28818 | 29494 | 30089 | 30696 | 31887 | 32564 | 33488 | 34872 | 35625 | 2580 | 2580 | 2580 | 2580 | 2580 | 2580 | 2580 | 2580 | 2580 | 14.37 | 14.37 | 14.37 | 14.37 | 14.37 | 14.37 | 14.37 | 14.37 | 14.37
|  | 1600 | 32492 | 33382 | 34153 | 35426 | 36201 | 37041 | 38656 | 39512 | 40363 | 2793 | 2793 | 2793 | 2793 | 2793 | 2793 | 2793 | 2793 | 2793 | 14.37 | 14.37 | 14.37 | 14.37 | 14.37 | 14.37 | 14.37 | 14.37 | 14.37
|  | 1700 | 34969 | 35849 | 36734 | 38187 | 39059 | 40854 | 41928 | 42900 | 43872 | 3146 | 3146 | 3146 | 3146 | 3146 | 3146 | 3146 | 3146 | 3146 | 17.27 | 17.27 | 17.27 | 17.27 | 17.27 | 17.27 | 17.27 | 17.27 | 17.27
|  | 1800 | 38206 | 39293 | 41416 | 42736 | 44025 | 46441 | 48497 | 49600 | 50724 | 3335 | 3335 | 3335 | 3335 | 3335 | 3335 | 3335 | 3335 | 3335 | 17.27 | 17.27 | 17.27 | 17.27 | 17.27 | 17.27 | 17.27 | 17.27 | 17.27
|  | 1900 | 44642 | 455616 | 47350 | 48366 | 50486 | 51691 | 53023 | 54250 | 55468 | 3637 | 3637 | 3637 | 3637 | 3637 | 3637 | 3637 | 3637 | 3637 | 17.27 | 17.27 | 17.27 | 17.27 | 17.27 | 17.27 | 17.27 | 17.27 | 17.27
|  | 2000 | 471199 | 48905 | 50094 | 51301 | 53671 | 54999 | 56487 | 57854 | 59209 | 3872 | 3872 | 3872 | 3872 | 3872 | 3872 | 3872 | 3872 | 3872 | 18.35 | 18.35 | 18.35 | 18.35 | 18.35 | 18.35 | 18.35 | 18.35 | 18.35
BAR WRAPED STEEL CYLINDERICAL (BWSC) PIPES IS_15155_2002
SoR Rates |  | BAR WRAPED STEEL CYLINDERICAL (BWSC) PIPES | [10 empty] | LOWERIFNG AND JOINTING | [9 empty] | CONVEYANCE CHARGES
Cement | 4220
MS Wire Rods | 60000 | Diameter | 4-12 Kg/Sqcm | 14 Kg/Sqcm | 16 Kg/Sqcm | 18 Kg/Sqcm | 20 Kg/Sqcm | 22 Kg/Sqcm | 24 Kg/Sqcm | 26 Kg/Sqcm | 28 Kg/Sqcm | 30 Kg/Sqcm | 4-12 Kg/Sqcm | 14 Kg/Sqcm | 16 Kg/Sqcm | 18 Kg/Sqcm | 20 Kg/Sqcm | 22 Kg/Sqcm | 24 Kg/Sqcm | 26 Kg/Sqcm | 28 Kg/Sqcm | 30 Kg/Sqcm | 4-12 Kg/Sqcm | 14 Kg/Sqcm | 16 Kg/Sqcm | 18 Kg/Sqcm | 20 Kg/Sqcm | 22 Kg/Sqcm | 24 Kg/Sqcm | 26 Kg/Sqcm | 28 Kg/Sqcm | 30 Kg/Sqcm
HR Plates | 65250 |  | SoR Rate | SoR Rate | SoR Rate | SoR Rate | SoR Rate | SoR Rate | SoR Rate | SoR Rate | SoR Rate | SoR Rate
R1 | (H2-H1)/1000*Wh | 250 | 3203 | 3203 | 3203 | 3203 | 3203 | 3203 | 3520 | 3645 | 3708 | 3875 | 478 | 478 | 478 | 478 | 478 | 478 | 478 | 478 | 478 | 478 | 1 | 1 | 1 | 1 | 1 | 1 | 1 | 1 | 1 | 1
R2 | (R2-R1)/1000*Wr | 300 | 3588 | 3588 | 3588 | 3588 | 3588 | 3775 | 4257 | 4430 | 4544 | 4752 | 563 | 563 | 563 | 563 | 563 | 563 | 563 | 563 | 563 | 563 | 1 | 1 | 1 | 1 | 1 | 1 | 1 | 1 | 1 | 1
R3 | (C2-C1)/1000*Wc | 350 | 4337 | 4337 | 4337 | 4415 | 4648 | 4899 | 5132 | 5364 | 5615 | 5813 | 665 | 665 | 665 | 665 | 665 | 665 | 665 | 665 | 665 | 665 | 1.33 | 1.33 | 1.33 | 1.33 | 1.33 | 1.33 | 1.33 | 1.33 | 1.33 | 1.33
Revised Cost | SoR Rate+R1+R2+R3 | 400 | 4790 | 4790 | 4899 | 5216 | 5508 | 5816 | 6110 | 6421 | 6654 | 6969 | 745 | 745 | 745 | 745 | 745 | 745 | 745 | 745 | 745 | 745 | 1.66 | 1.66 | 1.66 | 1.66 | 1.66 | 1.66 | 1.66 | 1.66 | 1.66 | 1.66
|  | 450 | 5368 | 5414 | 5817 | 6188 | 6591 | 6907 | 7306 | 7592 | 7933 | 8478 | 745 | 745 | 745 | 745 | 745 | 745 | 745 | 745 | 745 | 745 | 2.18 | 2.18 | 2.18 | 2.18 | 2.18 | 2.18 | 2.18 | 2.18 | 2.18 | 2.18
|  | 500 | 5828 | 6265 | 6731 | 7226 | 7637 | 8179 | 8624 | 9023 | 9624 | 10141 | 932 | 932 | 932 | 932 | 932 | 932 | 932 | 932 | 932 | 932 | 2.68 | 2.68 | 2.68 | 2.68 | 2.68 | 2.68 | 2.68 | 2.68 | 2.68 | 2.68
|  | 600 | 7306 | 7852 | 8536 | 9186 | 9884 | 10564 | 11394 | 12160 | 12916 | 13456 | 1146 | 1146 | 1146 | 1146 | 1146 | 1146 | 1146 | 1146 | 1146 | 1146 | 2.84 | 2.84 | 2.84 | 2.84 | 2.84 | 2.84 | 2.84 | 2.84 | 2.84 | 2.84
|  | 700 | 8850 | 9881 | 10769 | 11681 | 12757 | 13681 | 14568 | 16014 | 16827 | 17477 | 1335 | 1335 | 1335 | 1335 | 1335 | 1335 | 1335 | 1335 | 1335 | 1335 | 3.18 | 3.18 | 3.18 | 3.18 | 3.18 | 3.18 | 3.18 | 3.18 | 3.18 | 3.18
|  | 800 | 10581 | 12063 | 13227 | 14466 | 15937 | 17087 | 18654 | 19980 | 21008 | 22063 | 1519 | 1519 | 1519 | 1519 | 1519 | 1519 | 1519 | 1519 | 1519 | 1519 | 4.18 | 4.18 | 4.18 | 4.18 | 4.18 | 4.18 | 4.18 | 4.18 | 4.18 | 4.18
|  | 900 | 12952 | 14598 | 16041 | 17608 | 19178 | 21076 | 22470 | 24292 | 25974 | 27502 | 1785 | 1785 | 1785 | 1785 | 1785 | 1785 | 1785 | 1785 | 1785 | 1785 | 4.5 | 4.5 | 4.5 | 4.5 | 4.5 | 4.5 | 4.5 | 4.5 | 4.5 | 4.5
|  | 1000 | 15273 | 17341 | 19499 | 21473 | 23215 | 24746 | 26943 | 28969 | 31780 | 33274 | 1973 | 1973 | 1973 | 1973 | 1973 | 1973 | 1973 | 1973 | 1973 | 1973 | 5.17 | 5.17 | 5.17 | 5.17 | 5.17 | 5.17 | 5.17 | 5.17 | 5.17 | 5.17
|  | 1100 | 20570 | 21035 | 23174 | 25542 | 27836 | 29915 | 33120 | 34857 | 37819 | 39887 | 2319 | 2319 | 2319 | 2319 | 2319 | 2319 | 2319 | 2319 | 2319 | 2319 | 11.54 | 11.54 | 11.54 | 11.54 | 11.54 | 11.54 | 11.54 | 11.54 | 11.54 | 11.54
|  | 1200 | 22472 | 24098 | 26688 | 29376 | 32101 | 34580 | 38082 | 41585 | 44800 | 46909 | 2595 | 2595 | 2595 | 2595 | 2595 | 2595 | 2595 | 2595 | 2595 | 2595 | 16.14 | 16.14 | 16.14 | 16.14 | 16.14 | 16.14 | 16.14 | 16.14 | 16.14 | 16.14
M.S PIPES IS_3589_2001
SoR Rates |  | M.S PIPES | Thickness of MS Plate | [20 empty] | Laying & Jointing
MS Plates | 70000
R1 | (M2-M1)/1000*Wm | Diameter | 8 | 10 | 12 | 14 | 16 | 18 | 20 | 22 | 24 | 26 | 28 | 30 | 32 | 34 | 36 | 38 | 40 | 42 | 44 | 46 | 48 | All
Revised Cost | SoR Rate+R1 |  | SoR Rate | SoR Rate | SoR Rate | SoR Rate | SoR Rate | SoR Rate | SoR Rate | SoR Rate | SoR Rate | SoR Rate | SoR Rate | SoR Rate | SoR Rate | SoR Rate | SoR Rate | SoR Rate | SoR Rate | SoR Rate | SoR Rate | SoR Rate | SoR Rate
|  | 400 | [21 empty] | 878
|  | 500 | 10335 | [20 empty] | 1092
|  | 600 | 12266 | [20 empty] | 1343
|  | 700 | 14275 | 17122 | [19 empty] | 1558
|  | 800 | 16165 | 18871 | 21576 | [18 empty] | 1779
|  | 900 | 17519 | 20620 | 23621 | [18 empty] | 2091
|  | 1000 | 18923 | 22269 | 25665 | 29060 | [17 empty] | 2308
|  | 1100 | 20327 | 24018 | 27758 | 31499 | 35239 | [16 empty] | 2716
|  | 1200 | 21630 | 25717 | 29802 | 33888 | 38023 | 42058 | [15 empty] | 3043
|  | 1300 | 23034 | 27465 | 31897 | 36327 | 40707 | 45187 | 49617 | [14 empty] | 3496
|  | 1400 | 24438 | 29164 | 33940 | 38766 | 43491 | 48266 | 53090 | 57865 | [13 empty] | 4025
|  | 1500 | 25792 | 30913 | 36034 | 41105 | 46275 | 51396 | 56515 | 61634 | 66803 | [12 empty] | 4553
|  | 1600 | 27196 | 32612 | 38129 | 43544 | 49010 | 54475 | 59989 | 65453 | 70918 | 76381 | [11 empty] | 4798
|  | 1700 | 28599 | 34361 | 40172 | 45984 | 51794 | 57604 | 63414 | 69223 | 75032 | 80841 | 86699 | [10 empty] | 5075
|  | 1800 | 29953 | 36110 | 42216 | 48372 | 54528 | 60683 | 66888 | 73042 | 79196 | 85350 | 91503 | 97656 | [9 empty] | 5739
|  | 1900 | 31357 | 37859 | 44310 | 50811 | 57312 | 63813 | 70313 | 76812 | 83311 | 89810 | 96308 | 102805 | 109303 | [8 empty] | 6688
|  | 2000 | 32711 | 39608 | 46404 | 53250 | 60096 | 66941 | 73786 | 80631 | 87475 | 94319 | 101163 | 108006 | 114849 | 121691 | [7 empty] | 8399
|  | 2100 | 34114 | 41256 | 48448 | 55639 | 62830 | 70021 | 77211 | 84400 | 91590 | 98779 | 105967 | 113156 | 120393 | 127581 | 134817 | [6 empty] | 9608
|  | 2200 | 35518 | 43005 | 50542 | 58079 | 65614 | 73150 | 80685 | 88170 |  | 103238 | 110772 | 118355 | 125888 | 133471 | 141052 | 148584 | [5 empty] | 10794
|  | 2300 |  | 44754 | 52635 |  | 68348 | 76229 | 84109 | 91989 |  | 107748 | 115626 | 123505 | 131433 | 139361 | 147237 | 155164 | 163090 |  |  |  |  | 13168
|  | 2400 |  | 46502 | 54680 | 62907 | 71133 | 79358 | 87584 | 95759 |  | 112207 | 120481 | 128704 | 136977 | 145200 | 153472 | 161744 | 170016 | 178287 |  |  |  | 16102
|  | 2500 |  | 48202 |  | 65345 | 73917 | 82438 | 91008 | 99578 |  |  | 125286 | 133905 |  | 151090 | 159708 | 168324 | 176941 | 185556 | 194172 | 202788 |  | 18700
|  | 2600 |  |  | 58868 | 67784 | 76651 | 85566 | 94482 | 103347 |  |  |  |  | 148017 | 156980 | 165943 | 174904 | 183866 | 192827 | 201788 | 210748 | 219658 | 21052
HDPE PE-80 & PE-100 PIPES IS_4984-2016
SoR Rates |  | HDPE PIPES
Resin PE-80 | 119550 |  | PE-80 | PE-100
Resin PE-100 | 120860 | Diameter | 4 Kg/Sqcm | 6 Kg/Sqcm | 8 Kg/Sqcm | 10 Kg/Sqcm | 12.5 Kg/Sqcm | 16 Kg/Sqcm
R1 | (A2-A1)/1000*M*0.95 |  | SoR Rate | SoR Rate | SoR Rate | SoR Rate | SoR Rate | SoR Rate
Revised Cost | SoR Rate+R1 | 20 | [5 empty] | 26
|  | 30 | [5 empty] | 39
|  | 32 |  |  |  | 45 | 53 | 64
|  | 40 | 42 |  | 57 | 70 | 85 | 120
|  | 50 | 64 | 72 | 89 | 108 | 131 | 156
|  | 63 | 87 | 116 | 142 | 177 | 213 | 250
|  | 75 | 120 | 167 | 205 | 250 | 301 | 356
|  | 90 | 172 | 237 | 288 | 358 | 428 | 510
|  | 110 | 256 | 359 | 433 | 528 | 639 | 765
|  | 125 | 327 | 459 | 556 | 681 | 828 | 984
|  | 140 | 408 | 574 | 699 | 853 | 1040 | 1237
|  | 160 | 534 | 753 | 917 | 1118 | 1355 | 1612
|  | 180 | 676 | 947 | 1151 | 1415 | 1709 | 2037
|  | 200 | 826 | 1173 | 1421 | 1741 | 2108 | 2520
|  | 225 | 1047 | 1482 | 1798 | 2210 | 2674 | 3181
|  | 250 | 1298 | 1828 | 2212 | 2717 | 3302 | 3930
|  | 280 | 1617 | 2282 | 2781 | 3412 | 4137 | 4935
|  | 315 | 2053 | 2877 | 3524 | 4316 | 5235 | 6232
|  | 355 | 2667 | 3505 | 4425 | 5343 | 6460 | 7974
|  | 400 | 3430 | 4585 | 5783 | 6972 | 9035 | 10294
|  | 450 | 4391 | 5716 | 7221 | 8721 | 11424 | 13006
|  | 500 | 5391 | 7061 | 8909 | 10761 | 14115 | 16137
|  | 560 | 6685 | 8280 | 10442 | 12552 | 16009
|  | 630 | 8456 | 10440 | 13209 | 15900 | 19117
|  | 710 | 10745 | 13296 | 16752 | 20196
|  | 800 | 13600 | 16862 | 21271 | 25721
|  | 900 | 17232 | 21360 | 26926
|  | 1000 | 21222 | 26335
PVC PIPES IS_4985_2000
SoR Rates |  | PVC PIPES
Resin Cost | 105218
R1 | (A2-A1)/1000*M*0.95 | Diameter | 4 Kg/Sqcm | 6 Kg/Sqcm | 10 Kg/Sqcm
Revised Cost | SoR Rate+R1 |  | SoR Rate | SoR Rate | SoR Rate
|  | 20 |  |  | 19
|  | 25 |  |  | 29
|  | 32 |  |  | 44
|  | 40 |  | 42 | 67
|  | 50 |  | 61 | 104
|  | 63 | 68 | 98 | 146
|  | 75 | 97 | 134 | 212
|  | 90 | 135 | 193 | 300
|  | 110 | 195 | 280 | 450
|  | 125 | 256 | 360 | 585
|  | 140 | 319 | 460 | 726
|  | 160 | 419 | 594 | 953
|  | 180 | 535 | 765 | 1217
|  | 200 | 649 | 934 | 1485
|  | 225 | 876 | 1267 | 2013
|  | 250 | 1016 | 1531 | 2424
|  | 280 | 1315 | 1931 | 3054
|  | 315 | 1669 | 2450 | 3866
|  | 355 | 2176 | 3158
|  | 400 | 2744 | 4019
CENTRIFUGALLY CAST (SPUN) IRON PRESSURE PIPES IS_1536_1989
SoR Rates |  | CENTRIFUGALLY CAST (SPUN) IRON PRESSURE PIPES |  |  |  | CONVEYANCE CHARGES
Pig Iron | 52000
RP | (R2-R1)/1000*M*1 | Diameter | LA | A | B | LA | A | B
Revised Cost | SoR Rate+RP |  | SoR Rate | SoR Rate | SoR Rate
|  | 80 | 1132 | 1231 | 1314 | 0.33 | 0.33 | 0.33
|  | 100 | 1401 | 1543 | 1647 | 0.33 | 0.33 | 0.33
|  | 125 | 1813 | 1982 | 2131 | 0.49 | 0.49 | 0.49
|  | 150 | 2209 | 2420 | 2601 | 0.49 | 0.49 | 0.49
|  | 200 | 3229 | 3503 | 3783 | 0.83 | 0.83 | 0.83
|  | 250 | 4352 | 4738 | 5113 | 1 | 1 | 1
|  | 300 | 5612 | 6135 | 6633 | 1.31 | 1.31 | 1.31
|  | 350 | 7070 | 7668 | 8299 | 1.81 | 1.81 | 1.81
|  | 400 | 8604 | 9402 | 10128 | 2.13 | 2.13 | 2.13
|  | 450 | 10376 | 11399 | 12268 | 2.47 | 2.47 | 2.47
|  | 500 | 12145 | 13232 | 14282 | 2.95 | 2.95 | 2.95
|  | 600 | 16186 | 17670 | 19096 | 2.95 | 2.95 | 2.95
|  | 700 | 20890 | 22821 | 24596 | 2.95 | 2.95 | 2.95
|  | 750 | 23393 | 25578 | 27683 | 4.92 | 4.92 | 4.92
|  | 800 | 26187 | 28534 | 30794 | 8.37 | 8.37 | 8.37
|  | 900 | 31898 | 34802 | 37621 | 8.37 | 8.37 | 8.37
|  | 1000 | 38321 | 41863 | 45118 | 8.37 | 8.37 | 8.37
DUCTILE IRON PRESSURE PIPES IS_8329_2000
SoR Rates |  | DUCTILE IRON PRESSURE PIPES | SOCKET SPIGOT ENDS |  | PLAIN ENDS |  | FLANGED (WELDED) ENDS |  |  |  |  | CONVEYANCE CHARGES |  |  | RUBBER GASKETS FOR CI/DI S/S PIPE
Pig Iron | 52000 |  | K7 | K9 | K7 | K9 | K9 |  |  |  |  | S/S, PLAIN ENDED |  | FLANGED
RP | (R2-R1)/1000*M*0.96 | Diameter | 4, 5, 5.5, 6 | 4, 5, 5.5, 6 | 4, 5, 5.5, 6 | 4, 5, 5.5, 6 | 1 | 2 | 3 | 4 | 5 | K7 | K9 | K9
Revised Cost | SoR Rate+RP |  | SoR Rate | SoR Rate | SoR Rate | SoR Rate | SoR Rate | SoR Rate | SoR Rate | SoR Rate | SoR Rate
|  | 80 | 912 | 1081 |  |  | 3380 | 4370 | 5324 | 6160 | 8449 | 0.22 | 0.22 | 0.34 | 45
|  | 100 | 1087 | 1300 | 975 | 1237 | 3734 | 4874 | 6010 | 7150 | 9443 | 0.26 | 0.26 | 0.39 | 70
|  | 125 | [12 empty] | 84
|  | 150 | 1571 | 1942 | 1440 | 1832 | 5975 | 8099 | 8762 | 9383 | 13009 | 0.39 | 0.39 | 0.51 | 102
|  | 200 | 2131 | 2587 | 1976 | 2480 | 7969 | 10747 | 11397 | 12540 | 17093 | 0.39 | 0.51 | 0.78 | 123
|  | 250 | 2836 | 3427 | 2573 | 3287 | 10421 | 14310 | 15887 | 16888 | 23167 | 0.51 | 0.65 | 1.03 | 138
|  | 300 | 3615 | 4372 | 3381 | 4190 | 13398 | 18346 | 20922 | 21955 | 29837 | 0.78 | 0.78 | 1.3 | 210
|  | 350 | 4633 | 5521 | 4256 | 5208 | 17271 | 22508 | 27973 | 32580 | 40062 | 0.91 | 1.03 | 1.56 | 266
|  | 400 | 5556 | 6590 | 5133 | 6271 | 23363 | 30365 | 37521 | 40599 | 48769 | 1.03 | 1.17 | 1.82 | 294
|  | 450 | 6702 | 7943 | 6120 | 7419 | 27595 | 36723 | 45296 | 50902 | 60012 | 1.3 | 1.43 | 2.21 | 344
|  | 500 | 7895 | 9164 | 7281 | 8814 | 30997 | 40754 | 50557 | 60114 | 70116 | 1.56 | 1.69 | 2.59 | 478
|  | 600 | 10574 | 12212 | 9620 | 11415 | 40632 | 52802 | 65498 | 77533 | 90344 | 2.21 | 2.212 | 3.37 | 604
|  | 700 | 13447 | 15429 | 12627 | 14476 | 50866 | 66917 | 82213 | 98155 | 110408 | 3.24 | 3.24 | 4.94 | 803
|  | 750 | 15188 | 17484 | 14101 | 16181 | [5 empty] | 3.9 | 3.9 | 5.96 | 946
|  | 800 | 16695 | 19056 | 15617 | 17880 | 62816 | 81209 | 101018 | 118876 | 137375 | 6.62 | 6.62 | 9.86 | 1135
|  | 900 | 20535 | 23391 | 18899 | 21602 | 77995 | 100559 | 122184 | 145393 | 166997 | 6.62 | 6.62 | 9.86 | 1370
|  | 1000 | 24233 | 27545 | 22449 | 25703 | 95243 | 123736 | 149989 | 177024 | 204496 | 6.62 | 6.62 | 9.86 | 1498
|  | 1100 |  | 30137 |  | 27861 | 135111 | 172644 | 206346 | 230209 | 262660 | 6.62 | 6.62 | 9.86
|  | 1200 |  | 35200 |  | 29860 | [5 empty] | 7.08 | 7.08
Cast Iron Pipes, Fittings & CID Joints
SoR Rates
Pir Iron | 52000 | CI Fittings & CID Joints | 71.87
Coke | 40105
Rate | For +/- Rs. 1000/- in the Cost of Raw Material
Pir Iron | +/- Per Kg is 3.43%
Coke | +/- Per Kg is 0.67%
Ductile Iron Fittings IS_9523_2000
DI double socket branch flange Tee
|  | Up to 500 x 500 mm dia. | DSBFT | 500 | 500 |  | 131.96
|  | Above 500 x 500 mm dia | DSBFT | 500 | 500 |  | 144.96
DI All Socket Tees
|  | Up to 300 x 300 mm dia. | AST | 300 | 300 |  | 131.96
|  | Above 300 x 300 mm dia. | AST | 300 | 300 |  | 144.96
DI Double socket Tapers (Reducer)
|  | Up to 500 x 450 mm dia. | DSCT | 500 | 450 |  | 131.96
|  | Above 500 x 450 mm dia. | DSCT | 500 | 450 |  | 144.96
DI Flanged Socket
|  | Up to 500 mm dia. | FSCT | 500 |  |  | 131.96
|  | Above 500 mm dia. | FSCT | 500 |  |  | 144.96
DI Flanged Spigot
|  | Up to 500 mm dia. | FSGT | 500 |  |  | 131.96
|  | Above 500 mm dia. | FSGT | 500 |  |  | 144.96
DI Double Socket Duck Foot Bend
|  | Up to 300 mm dia. | DSDFB | 300 |  |  | 131.96
|  | Above 300 mm dia. | DSDFB | 300 |  |  | 144.96
DI Double Flange Duck Foot Bend
|  | Up to 300 mm dia. | DFDFB | 300 |  |  | 131.96
|  | Above 300 mm dia. | DFDFB | 300 |  |  | 144.96
DI All socket Cross.
|  | Up to 300 x 300 mm dia. | ASC | 300 | 300 |  | 131.96
|  | Above 300 x 300 mm dia. | ASC | 300 | 300 |  | 144.96
DI All Flange Tee
|  | Up to 500 x 500 mm dia. | AFT | 500 | 500 |  | 131.96
|  | Above 500 x 500 mm dia | AFT | 500 | 500 |  | 144.96
DI All Flange Cross
|  | Up to 300 x 300 mm dia. | AFC | 300 | 300 |  | 131.96
|  | Above 300 x 300 mm dia. | AFC | 300 | 300 |  | 144.96
DI Double Flange Reducer
|  | Up to 500 x 450 mm dia. | DFCT | 500 | 450 |  | 131.96
|  | Above 500 x 450 mm dia. | DFCT | 500 | 450 |  | 144.96
Blank Flange
|  | Up to 500 mm dia. | BF | 500 |  |  | 131.96
|  | Above 500 mm dia. | BF | 500 |  |  | 144.96
Mechanical Joints
|  | Up to 300 mm dia. | MJ | 300 |  |  | 131.96
|  | Above 300 mm dia. | MJ | 300 |  |  | 144.96
DI Double Socket Bends
|  | Up to 500 mm dia. | DSB | 500 |  |  | 131.96
|  | Above 500 mm dia. | DSB | 500 |  |  | 144.96
DI Double Flanged Bends
|  | Up to 500 mm dia. | DFB | 500 |  |  | 131.96
|  | Above 500 mm dia. | DFB | 500 |  |  | 144.96
DI Manhole Frame &cover
|  |  | DIMFC |  |  |  | 131.96
DI Double Flange Pipe
|  | Up to 500 mm dia. | DFP | 500 |  |  | 131.96
|  | Above 500 mm dia. | DFP | 500 |  |  | 144.96
DI Double Socket Collor
|  | Up to 500 mm dia. | DSC | 500 |  |  | 131.96
|  | Above 500 mm dia. | DSC | 500 |  |  | 144.96

## R&B C-11 Data
| Andhra Pradesh Standard Data | [7 empty] | 2023-24
I. Roads and Bridges
Chapter - 11
FOUNDATION
Index-code | S. No |  | Description | Unit | Quantity | Rate Rs. | Amount Rs. | Remarks
| 1 |  | 2 | 3 | 4 | 5 | 6 | 7
RBR-FNDN-1 | 1 |  | Excavation for Structures
Earthwork in excavation for structures as per drawing and technical specifications Clause 305.1 including setting out, construction of shoring and bracing, removal of stumps and other deleterious material and disposal upto a lead of 50 m, dressing of sides and bottom and backfilling in trenches with excavated suitable material as per Technical Specification 305 MORD / 304 MORTH
Note : Classifications of Earth Work Specification are as per 302.2.1(a) of MORD and 301.2.1 of MORT&H
|  | (I) | Ordinary soil
|  | (A) | Manual Means
|  | (i) | Upto 3 m depth
Unit = cum
Taking output = 10 cum
a) Labour
|  |  | Mate | day | -
|  |  | Mazdoor (Unskilled) | day | 3.64 | 560 | 2038.4
|  |  | b&c) Overheads & Contractors Profit |  |  |  | 0
|  |  | Cost for 10 cum = a+b+c |  |  |  | 2038.4
|  |  | Rate per cum = (a+b+c)/10 |  |  |  | 203.84
Note : 1. Cost of dewatering may be added, where required, up to 5 per cent of labour cost. Assessment for dewatering shall be made as per site conditions.
|  |  | 2. The cost of shoring and shuttering, where needed, may be added on cost of excavation for open foundation. |  | 0.01
3. The excavated earth if found suitable, can be used partly for backfilling in trenches & partly for road work. Hence cost of disposal has not been added except for marshy soil. This note is common to all cases of item 11.1 excluding 11.1 V
|  | (B) | Mechanical Means
|  | i | Upto 3 m depth
Unit = cum
Taking output = 240 cum
a) Labour
|  |  | Mate | day | -
|  |  | Mazdoor (Unskilled) | day | 8.32 | 560 | 4659.2
b) Machinery
|  |  | Hydraulic Excavator 1 cum bucket capacity | hour | 6 | 3561.5 | 21369
|  |  | c&d) Overheads & Contractors Profit |  |  |  | 0
|  |  | Cost for 240 cum = a+b+c+d |  |  |  | 26028.2
|  |  | Rate per cum = (a+b+c+d)/240 |  |  |  | 108.4508
Note : 1. Cost of dewatering upto 5% of a+b may be added, where required, up to 10 per cent of labour cost. Assessment for dewatering shall be made as per site conditions.
RBR-FNDN-2 | 2 |  | Filling in foundation trenches as per drawing and technical specification Clause 305.3.9 MORD & 304 MORTH
|  | I | Sand filling
Unit = cum
a) Labour
|  |  | Mate | day | -
|  |  | Mazdoor (Unskilled) (0.31/6) | day | 0.051667 | 560 | 28.9333
b) Material
|  |  | Sand | cum | 1 | 460 | 460
|  |  | Conveyance Charges | cum | 1 | 315.4 | 315.4
|  |  | c&d) Overheads & Contractors Profit |  |  |  | 0
|  |  | Rate per cum = a+b+c+d |  |  |  | 804.3333
Earthwork excavation by manual for pipe line trenches in loose and loamy soils like BC, sandy soils with an intial lead and lift including setting out, construction of shoring and bracing, removal of stumps and other deleterious material and disposal upto a lead of 50 m, dressing of sides and bottom and backfilling in trenches with excavated suitable material.
|  |  | Earth work by manual | cum | 1 | 203.84 | 203.84
|  |  | The extra percentage on earth work for pipe lines where the depth is less than 1.5 times the width - 75% |  | 1 |  | 152.88
|  |  | Rate per cum |  |  |  | 356.72
Example-I (HDPE Pipe - Manual) |  |  | Cost, Supply, Laying and Jointing of HDPE Pipe including earth work excavation by manual n loose and loamy soils like BC, sandy soils with an intial lead and lift, laying in ready excavated trench with proper alingment and gradient and jointing by hot fusion welding, hydro pressure testing with required material and refilling with excated earth including labour, hire charges of materail, cost of pipe and specials etc. complete.
110mm dia HDPE Pipe 6 Kg/sqcm
|  |  | Earth work by manual (0.70X1.00) | Cum | 0.7 | 203.84 | 142.688
|  |  | The Extra allownaces |  |  |  | 107.016
|  |  | Cost,Supply of 110mm dia HDPE Pipe PE-100 PN-6 | Rmt | 1 | 359 | 359
|  |  | Cost of Specials (0.50% on Pipe Cost) |  |  |  | 1.795
|  |  | Laying, Jointing and Testing of HDPE Pipe | Rmt | 1 | 61.22 | 61.22
671.719
|  |  | Overheads & Contractors Profit |  |  | 13.615 | 91.4545
|  |  | Total Cost Per Rmt |  |  |  | 763.2
Example-II (HDPE Pipe - Manual) |  |  | Cost, Supply, Laying and Jointing of DI Pipe including earth work excavation by manual n loose and loamy soils like BC, sandy soils with an intial lead and lift, laying in ready excavated trench with proper alingment and gradient and jointing by hot fusion welding, hydro pressure testing with required material and refilling with excated earth including labour, hire charges of materail, cost of pipe and specials etc. complete.
300mm dia DI S/S K9 Pipe
|  |  | Earth work by manual (0.90X1.30) 1/3 Manual | Cum | 0.39 | 203.84 | 79.4976
|  |  | The Extra allownaces |  |  |  | 59.6232
|  |  | Earth work by machine (0.90X1.30) 2/3 machine | Cum | 0.78 | 108.4508 | 84.5917
|  |  | Cost of 300mm dia DI S/S K9 Pipe | Rmt | 1 | 4372 | 4372
|  |  | Cost of Specials (1.50% on Pipe Cost) |  |  |  | 65.58
|  |  | Transportation of Pipe to work Spot | Km | 250 | 0.78 | 195
|  |  | Lowering of 300mm dia DI S/S K9 Pipe | Rmt | 1 | 169.07 | 169.07
|  |  | Jointing of 300mm dia DI S/S K9 Pipe | Rmt | 1 | 427.08 | 85.416
5110.7784
|  |  | Overheads & Contractors Profit |  |  | 13.615 | 695.8325
|  |  | Total Cost Per Rmt |  |  |  | 5110.8

## Gen-Input
GENERAL INPUT
SoR | SoR 2023-24
Muncipality Allowances | 20% |  | Rate
Sand Lead and Rate | 22 | Kms | 315.4
Lead of DI Pipes | 200 | Kms |  | Min. Lead 1 Km
Lead of BWSP Pipes | 100 | Kms |  | Min. Lead 100 Km
Lead of CI Pipes | 100 | Kms |  | Min. Lead 100 Km
Lead of MS Pipes | 90 | Kms |  | Min. Lead 1 Km
Lead of PSC Pipes | 150 | Kms |  | Min. Lead 100 Km
Lead of RCC Pipes | 30 | Kms |  | Min. Lead 5 Km
MATERIAL OF PIPE | RAW MATERIAL | SoR | REVISED | Month & Year
CI Fittings & Specials | Pig Iron | 52000 | 52000 | March-2023 | Enter as per BOCE communicated rate
| Coke | 40105 | 40105 | No-Comm. of Rate. | SoR
HDPE PE-80 PIPES | HDPE Resin Cost PE-80 | 119550 | 119550 | April-2023 | Enter as per department communicated rates (ENC, RWS&S Office)
HDPE PE-100 PIPES | HDPE Resin Cost PE-100 | 120860 | 120860 | April-2023 | Enter as per department communicated rates (ENC, RWS&S Office)
PVC PIPES | PVC Resin Cost | 105218 | 105218 | April-2023 | Enter as per department communicated rates (ENC, RWS&S Office)
CENTRIFUGALLY CAST (SPUN) IRON PRESSURE | Pig Iron | 52000 | 52000 | March-2023 | Enter as per BOCE communicated rate
DUCTILE IRON | Pig Iron | 52000 | 52000 | March-2023 | Enter as per BOCE communicated rate
BAR WRAPED STEEL CYLINDERICAL (BWSC) | Cement | 4220 | 4220 | SoR | w.e.f May 2022
| MS Wire Rods | 60000 | 60000 | February-2023 | Enter as per BOCE communicated rate
| HR Coil (Avg. 1.6&2mm) | 65250 | 65250 | February-2023 | Enter as per BOCE communicated rate
M.S PIPES | MS Plates | 70000 | 70000 | February-2023 | Enter as per BOCE communicated rate
RCC PALIN ENDED | Cement | 4220 | 4220 | SoR | w.e.f May 2022
| Steel (MS Roads) | 60000 | 60000 | February-2023 | Enter as per BOCE communicated rate
RCC S/S (Non-Pressure) | Cement | 4220 | 4220 | SoR | w.e.f May 2022
| Steel (MS Roads) | 60000 | 60000 | February-2023 | Enter as per BOCE communicated rate
RCC S/S (Pressure) | Cement | 4220 | 4220 | SoR | w.e.f May 2022
| Steel (MS Roads) | 60000 | 60000 | February-2023 | Enter as per BOCE communicated rate
AC PIPES | Cement | 4220 | 4220 | SoR | w.e.f May 2022
| Fiber | 78800 | 78800 | No-Comm. of Rate. | SoR
PRE-STRESSED (NON-CYLINDER) CONCRETE | Cement | 4220 | 4220 | SoR | w.e.f May 2022
| HT Wire (Avg. 3&4mm) | 72750 | 72750 | February-2023 | Enter as per BOCE communicated rate
PRE-STRESSED (CYLINDER) CONCRETE | Cement | 4220 | 4220 | SoR | w.e.f May 2022
| HT Wire (Avg. 3&4mm) | 72750 | 72750 | February-2023 | Enter as per BOCE communicated rate
| HR Coil (Avg. 1.6&2mm) | 65250 | 65250 | February-2023 | Enter as per BOCE communicated rate
CALCULATION METHODOLOGY
RCC PALIN ENDED PIPE
Revised Rate | SoR Rate + (S2-S1)/1000*Ws + (C2-C1)/1000*Wc
S2 | Revised Steel (M.S. Rods) Cost in Rs. Per MT.
S1 | SoR Steel (M.S. Rods) Cost in Rs. Per MT.
Ws | Weight of MS Roads Required in Kgs. Per Meter Pipe
C2 | Revised Cement Cost in Rs. Per MT.
C1 | SoR Cement Cost in Rs. Per MT.
Wc | Weight of Cement Required in Kgs. Per Meter Pipe
RCC S/S PIPE (Non-Pressure)
Revised Rate | SoR Rate + (S2-S1)/1000*Ws + (C2-C1)/1000*Wc
S2 | Revised Steel (M.S. Rods) Cost in Rs. Per MT.
S1 | SoR Steel (M.S. Rods) Cost in Rs. Per MT.
Ws | Weight of MS Roads Required in Kgs. Per Meter Pipe
C2 | Revised Cement Cost in Rs. Per MT.
C1 | SoR Cement Cost in Rs. Per MT.
Wc | Weight of Cement Required in Kgs. Per Meter Pipe
RCC S/S PIPE (Pressure)
Revised Rate | SoR Rate + (S2-S1)/1000*Ws + (C2-C1)/1000*Wc
S2 | Revised Steel (M.S. Rods) Cost in Rs. Per MT.
S1 | SoR Steel (M.S. Rods) Cost in Rs. Per MT.
Ws | Weight of MS Roads Required in Kgs. Per Meter Pipe
C2 | Revised Cement Cost in Rs. Per MT.
C1 | SoR Cement Cost in Rs. Per MT.
Wc | Weight of Cement Required in Kgs. Per Meter Pipe
AC PIPES
Revised Rate | SoR Rate + 0.85*(C2-C1)/1000*W + 0.15*(F2-F1)/1000*W
C2 | Revised Cement Cost in Rs. Per MT.
C1 | SoR Cement Cost in Rs. Per MT.
F2 | Revised FIber Cost in Rs. Per MT.
F1 | SoR FIber Cost in Rs. Per MT.
W | Weight of Pipe in Kgs Per Rmt.
AC COUPLINGS
Revised Rate | SoR Rate + 0.85*(C2-C1)/1000*W + 0.15*(F2-F1)/1000*W
C2 | Revised Cement Cost in Rs. Per MT.
C1 | SoR Cement Cost in Rs. Per MT.
F2 | Revised FIber Cost in Rs. Per MT.
F1 | SoR FIber Cost in Rs. Per MT.
W | Weight of Coupling in Kgs Per Each.
PRE-STRESSED (NON-CYLINDER) CONCRETE PIPES
Revised Rate | SoR Rate + (H2-H1)/1000*Wh + (C2-C1)/1000*Wc
H2 | Revised HT Wire Cost in Rs. Per MT.
H1 | SoR HT Wire Cost in Rs. Per MT.
Wh | Weight of HT Wires Required in Kgs. Per Meter Pipe
C2 | Revised Cement Cost in Rs. Per MT.
C1 | SoR Cement Cost in Rs. Per MT.
Wc | Weight of Cement Required in Kgs. Per Meter Pipe
PRE-STRESSED (CYLINDER) CONCRETE PIPES
Revised Rate | SoR Rate + (H2-H1)/1000*Wh + (R2-R1)/1000*Wr + (C2-C1)/1000*Wc
H2 | Revised HT Wire Cost in Rs. Per MT.
H1 | SoR HT Wire Cost in Rs. Per MT.
Wh | Weight of HT Wires Required in Kgs. Per Meter Pipe
R2 | Revised HR Coil (Hot Rolled) Cost in Rs. Per MT.
R1 | SoR HR Coil (Hot Rolled) Cost in Rs. Per MT.
Wr | Weight of HR Coil (Hot Rolled) Required in Kgs. Per Meter Pipe
C2 | Revised Cement Cost in Rs. Per MT.
C1 | SoR Cement Cost in Rs. Per MT.
Wc | Weight of Cement Required in Kgs. Per Meter Pipe
BAR WRAPED STEEL CYLINDERICAL (BWSC) PIPES
Revised Rate | SoR Rate + (H2-H1)/1000*Wh + (W2-W1)/1000*Wr + (C2-C1)/1000*Wc
H2 | Revised HR Plate Cost in Rs. Per MT.
H1 | SoR HR Plate Cost in Rs. Per MT.
Wh | Weight of HR Plates Required in Kgs. Per Meter Pipe
W2 | Revised Wire Rods Cost in Rs. Per MT.
W1 | SoR Wire Rods Cost in Rs. Per MT.
Wr | Weight of Wire Rods Required in Kgs. Per Meter Pipe
C2 | Revised Cement Cost in Rs. Per MT.
C1 | SoR Cement Cost in Rs. Per MT.
Wc | Weight of Cement Required in Kgs. Per Meter Pipe
M.S PIPES
Revised Rate | SoR Rate + (M2-M1)/1000*Wm
M2 | Revised MS Plates Cost in Rs. Per MT.
M1 | SoR MS Plates Cost in Rs. Per MT.
Wm | Weight of MS Plate in Kgs Per Meter Pipe.
HDPE PE-80 PIPES
Revised Rate | SoR Rate + (A2-A1)/1000*M*0.95
A2 | Revised HDPE PE-80 Resin Cost in Rs. Per MT.
A1 | SoR HDPE PE-80 Resin Cost in Rs. Per MT.
M | Weight of Pipe in Kgs Per Rmt.
HDPE PE-100 PIPES
Revised Rate | SoR Rate + (A2-A1)/1000*M*0.95
A2 | Revised HDPE PE-100 Resin Cost in Rs. Per MT.
A1 | SoR HDPE PE-100 Resin Cost in Rs. Per MT.
M | Weight of Pipe in Kgs Per Rmt.
PVC PIPES
Revised Rate | SoR Rate + (A2-A1)/1000*M*0.95
A2 | Revised PVC Resin Cost in Rs. Per MT.
A1 | SoR PVC Resin Cost in Rs. Per MT.
M | Weight of Pipe in Kgs Per Rmt.
CENTRIFUGALLY CAST (SPUN) IRON PRESSURE PIPES
Revised Rate | SoR Rate + (R2-R1)/1000*M*1
R2 | Revised Pig Iron Cost in Rs. Per MT.
R1 | SoR Pig Iron Cost in Rs. Per MT.
M | Weight of Pipe in Kgs Per Rmt.
DUCTILE IRON PRESSURE PIPES
Revised Rate | SoR Rate + (R2-R1)/1000*M*0.96
R2 | Revised Pig Iron Cost in Rs. Per MT.
R1 | SoR Pig Iron Cost in Rs. Per MT.
M | Weight of Pipe in Kgs Per Rmt.

## Revised Rate
REVISED PIPE RATES
RCC PLAIN ENDED PIPE IS_458_2003
SoR Rates |  | RCC PALIN ENDED PIPE | [12 empty] | RCC COLLARS
Cement | 4220
Steel (MS Roads) | 60000 | Diameter | NP-2 |  |  |  | NP-3 |  |  |  | NP-4 |  |  |  | NP-2 |  |  |  | NP-3 |  |  |  | NP-4
Revised Rates |  |  | SoR Rate | Wt.-Cement | Wt.-Steel | Revised Rate | SoR Rate | Wt.-Cement | Wt.-Steel | Revised Rate | SoR Rate | Wt.-Cement | Wt.-Steel | Revised Rate | SoR Rate | Wt.-Cement | Wt.-Steel | Revised Rate | SoR Rate | Wt.-Cement | Wt.-Steel | Revised Rate | SoR Rate | Wt.-Cement | Wt.-Steel | Revised Rate
Cement | 4220 | 80 | 147 | 3.711 | 0.75 | 147 | 0 | 0 | 0 | 0 | 0 | 0 | 0 | 0 | 46 | 0.69449 | 0.15 | 46 | 0 | 0 | 0 | 0 | 0 | 0 | 0 | 0
Steel (MS Roads) | 60000 | 100 | 169 | 4.4179 | 0.77 | 169 | 0 | 0 | 0 | 0 | 0 | 0 | 0 | 0 | 46 | 0.80052 | 0.16 | 46 | 0 | 0 | 0 | 0 | 0 | 0 | 0 | 0
R1 | (C2-C1)/1000*Wc | 150 | 201 | 6.185 | 0.83 | 201 | 0 | 0 | 0 | 0 | 0 | 0 | 0 | 0 | 47 | 1.0656 | 0.18 | 47 | 0 | 0 | 0 | 0 | 0 | 0 | 0 | 0
R2 | (S2-S1)/1000*Ws | 200 | 237 | 7.9522 | 0.97 | 237 | 0 | 0 | 0 | 0 | 0 | 0 | 0 | 0 | 65 | 1.3307 | 0.2 | 65 | 0 | 0 | 0 | 0 | 0 | 0 | 0 | 0
Revised Cost | SoR Rate+R1+R2 | 225 | 257 | 8.8357 | 1.05 | 257 | 0 | 0 | 0 | 0 | 0 | 0 | 0 | 0 | 69 | 1.4632 | 0.22 | 69 | 0 | 0 | 0 | 0 | 0 | 0 | 0 | 0
|  | 250 | 272 | 9.7193 | 1.17 | 272 | 0 | 0 | 0 | 0 | 0 | 0 | 0 | 0 | 76 | 1.5957 | 0.24 | 76 | 0 | 0 | 0 | 0 | 0 | 0 | 0 | 0
|  | 300 | 393 | 13.9958 | 1.57 | 393 | 917 | 19.2265 | 2.31 | 917 | 941 | 19.2265 | 2.31 | 941 | 99 | 2.3029 | 0.33 | 99 | 141 | 2.3029 | 0.33 | 141 | 141 | 2.3029 | 0.33 | 141
|  | 350 | 488 | 17.2813 | 1.92 | 488 | 1097 | 45.0622 | 2.36 | 1097 | 1120 | 45.0622 | 2.39 | 1120 | 123 | 2.8093 | 0.36 | 123 | 177 | 3.7458 | 0.55 | 177 | 177 | 3.7458 | 0.55 | 177
|  | 400 | 565 | 19.5432 | 2.33 | 565 | 1208 | 50.3637 | 2.38 | 1208 | 1238 | 50.3637 | 2.75 | 1238 | 135 | 3.1486 | 0.38 | 135 | 202 | 4.1982 | 0.65 | 202 | 202 | 4.1982 | 0.65 | 202
|  | 450 | 691 | 23.9978 | 2.75 | 691 | 1388 | 55.6651 | 2.68 | 1388 | 1405 | 55.6651 | 4.14 | 1405 | 212 | 5.1756 | 0.55 | 212 | 269 | 5.1756 | 0.75 | 269 | 269 | 5.1756 | 0.75 | 269
|  | 500 | 758 | 26.4718 | 3.24 | 758 | 1507 | 60.9665 | 2.75 | 1507 | 1745 | 60.9665 | 6.34 | 1745 | 241 | 5.6704 | 0.75 | 241 | 321 | 5.6704 | 0.85 | 321 | 321 | 5.6704 | 0.85 | 321
|  | 600 | 1120 | 41.0331 | 4.25 | 1120 | 2281 | 82.3137 | 4 | 2281 | 2723 | 82.3137 | 10.84 | 2723 | 328 | 7.668 | 0.85 | 328 | 420 | 7.668 | 1.28 | 420 | 420 | 7.668 | 1.28 | 420
|  | 700 | 1432 | 53.0144 | 5.82 | 1432 | 2843 | 94.3302 | 6.05 | 2843 | 3671 | 94.3302 | 16.22 | 3671 | 427 | 8.799 | 1.28 | 427 | 567 | 8.799 | 2.08 | 567 | 567 | 8.799 | 2.08 | 567
|  | 800 | 1766 | 60.083 | 7.93 | 1766 | 3763 | 120.2013 | 9.53 | 3763 | 4796 | 120.2013 | 20.16 | 4796 | 606 | 11.2348 | 2.08 | 606 | 721 | 12.5538 | 2.28 | 721 | 721 | 12.5538 | 2.28 | 721
|  | 900 | 2238 | 74.2555 | 10.47 | 2238 | 4738 | 141.3717 | 14.21 | 4738 | 5988 | 141.3717 | 24.36 | 5988 | 723 | 13.9675 | 2.28 | 723 | 839 | 13.9675 | 2.58 | 839 | 839 | 13.9675 | 2.58 | 839
|  | 1000 | 2732 | 89.9124 | 12.45 | 2732 | 5777 | 181.2738 | 18.36 | 5777 | 8208 | 181.2738 | 32.74 | 8208 | 845 | 16.9971 | 2.58 | 845 | 1050 | 16.9971 | 3.42 | 1050 | 1050 | 16.9971 | 3.42 | 1050
|  | 1100 | 3213 | 107.0537 | 14.5 | 3213 | 6961 | 197.5316 | 23.08 | 6961 | 9528 | 197.5316 | 44.06 | 9528 | 1034 | 20.3236 | 3.42 | 1034 | 1333 | 22.1091 | 4.44 | 1333 | 1333 | 22.1091 | 4.44 | 1333
|  | 1200 | 3830 | 125.6794 | 17.23 | 3830 | 8210 | 223.9327 | 28.29 | 8210 | 11150 | 223.9327 | 52.29 | 11150 | 1258 | 23.9469 | 4.44 | 1258 | 1668 | 27.8432 | 5.58 | 1668 | 1668 | 27.8432 | 5.58 | 1668
|  | 1400 | 5242 | 156.3924 | 23.21 | 5242 | 10595 | 292.9574 | 49.76 | 10595 | 15437 | 292.9574 | 68.56 | 15437 | 1620 | 32.0843 | 5.58 | 1620 | 2114 | 34.3364 | 7.22 | 2114 | 2114 | 34.3364 | 7.22 | 2114
|  | 1600 | 6056 | 190.0035 | 28.92 | 6056 | 13799 | 344.3814 | 68.95 | 13799 | 18543 | 344.3814 | 95.96 | 18543 | 2073 | 38.8602 | 7.22 | 2073 | 2709 | 43.9722 | 9.67 | 2709 | 2709 | 43.9722 | 9.67 | 2709
|  | 1800 | 7956 | 240.4732 | 36.26 | 7956 | 18352 | 413.5121 | 96.46 | 18352 | 24927 | 413.5121 | 118.18 | 24927 | 2127 | 49.0616 | 9.67 | 2127 | 3494 | 54.7957 | 13.15 | 3494 | 3494 | 54.7957 | 13.15 | 3494
RCC S/S PIPE (Non-Pressure) IS_458_2003
SoR Rates |  | RCC S/S PIPE (Non-Pressure)
Cement | 4220
Steel (MS Roads) | 60000 | Diameter | NP-2 |  |  |  | NP-3 |  |  |  | NP-4
Revised Rates |  |  | SoR Rate | Wt.-Cement | Wt.-Steel | Revised Rate | SoR Rate | Wt.-Cement | Wt.-Steel | Revised Rate | SoR Rate | Wt.-Cement | Wt.-Steel | Revised Rate
Cement | 4220 | 80 | 183 | 3.711 | 0.782 | 183 | 0 | 0 | 0 | 0 | 0 | 0 | 0 | 0
Steel (MS Roads) | 60000 | 100 | 206 | 4.4179 | 0.806 | 206 | 0 | 0 | 0 | 0 | 0 | 0 | 0 | 0
R1 | (C2-C1)/1000*Wc | 150 | 240 | 6.185 | 0.878 | 240 | 0 | 0 | 0 | 0 | 0 | 0 | 0 | 0
R2 | (S2-S1)/1000*Ws | 200 | 293 | 7.9522 | 1.026 | 293 | 0 | 0 | 0 | 0 | 0 | 0 | 0 | 0
Revised Cost | SoR Rate+R1+R2 | 225 | 317 | 8.8357 | 1.11 | 317 | 0 | 0 | 0 | 0 | 0 | 0 | 0 | 0
|  | 250 | 338 | 9.7193 | 1.234 | 338 | 0 | 0 | 0 | 0 | 0 | 0 | 0 | 0
|  | 300 | 476 | 13.9958 | 1.75 | 476 | 1173 | 19.2265 | 2.49 | 1173 | 1249 | 19.2265 | 2.522 | 1249
|  | 350 | 611 | 17.2813 | 2.124 | 611 | 1457 | 45.0622 | 2.616 | 1457 | 1483 | 45.0622 | 2.646 | 1483
|  | 400 | 673 | 19.5432 | 2.554 | 673 | 1615 | 50.3637 | 2.664 | 1615 | 1643 | 50.3637 | 3.034 | 1643
|  | 450 | 840 | 23.9978 | 3.002 | 840 | 1783 | 55.6651 | 2.984 | 1783 | 1794 | 55.6651 | 4.444 | 1794
|  | 500 | 969 | 26.4718 | 3.512 | 969 | 2041 | 60.9665 | 3.098 | 2041 | 2225 | 60.9665 | 6.772 | 2225
|  | 600 | 1356 | 41.0331 | 4.574 | 1356 | 2867 | 82.3137 | 4.4 | 2867 | 2941 | 82.3137 | 11.688 | 2941
|  | 700 | 1760 | 53.0144 | 6.188 | 1760 | 3676 | 94.3302 | 6.914 | 3676 | 3842 | 94.3302 | 17.428 | 3842
|  | 800 | 2269 | 60.083 | 8.386 | 2269 | 4873 | 120.2013 | 10.678 | 4873 | 5019 | 120.2013 | 22.028 | 5019
|  | 900 | 2882 | 74.2555 | 11.07 | 2882 | 6138 | 141.3717 | 15.834 | 6138 | 6329 | 141.3717 | 26.772 | 6329
|  | 1000 | 3514 | 89.9124 | 13.214 | 3514 | 6901 | 0 | 0 | 6901 | 7344 | 0 | 0 | 7344
|  | 1100 | 4088 | 107.0537 | 15.436 | 4088 | 8168 | 0 | 0 | 8168 | 8688 | 0 | 0 | 8688
|  | 1200 | 4622 | 125.6794 | 18.35 | 4622 | 9654 | 0 | 0 | 9654 | 10181 | 0 | 0 | 10181
|  | 1400 | 6623 | 156.3924 | 24.738 | 6623 | 12788 | 0 | 0 | 12788 | 14474 | 0 | 0 | 14474
|  | 1600 | 8198 | 190.0035 | 31.176 | 8198 | 16657 | 0 | 0 | 16657 | 17403 | 0 | 0 | 17403
|  | 1800 | 9155 | 240.4732 | 39.16 | 9155 | 22148 | 0 | 0 | 22148 | 23419 | 0 | 0 | 23419
RCC S/S PIPE (Pressure) IS_458_2003
SoR Rates |  | RCC S/S PIPE (Pressure)
Cement | 4220
Steel (MS Roads) | 60000 | Diameter | P-1 |  |  |  | P-2 |  |  |  | P-3
Revised Rates |  |  | SoR Rate | Wt.-Cement | Wt.-Steel | Revised Rate | SoR Rate | Wt.-Cement | Wt.-Steel | Revised Rate | SoR Rate | Wt.-Cement | Wt.-Steel | Revised Rate
Cement | 4220 | 80 | 241 | 4.948 | 0.782 | 241 | 271 | 4.948 | 0.912 | 271 | 311 | 4.948 | 1.072 | 311
Steel (MS Roads) | 60000 | 100 | 270 | 5.8905 | 0.846 | 270 | 326 | 5.8905 | 1.076 | 326 | 378 | 5.8905 | 1.286 | 378
R1 | (C2-C1)/1000*Wc | 150 | 374 | 8.2467 | 1.098 | 374 | 487 | 8.2467 | 1.568 | 487 | 603 | 8.2467 | 2.04 | 603
R2 | (S2-S1)/1000*Ws | 200 | 433 | 10.6029 | 1.436 | 433 | 625 | 13.0062 | 2.304 | 625 | 826 | 15.5038 | 3.22 | 826
Revised Cost | SoR Rate+R1+R2 | 225 | 488 | 11.781 | 1.65 | 488 | 711 | 14.4199 | 2.724 | 711 | 921 | 17.1531 | 3.862 | 921
|  | 250 | 535 | 12.9591 | 1.874 | 535 | 760 | 15.8336 | 3.184 | 760 | 966 | 18.8024 | 4.574 | 966
|  | 300 | 719 | 18.6611 | 2.71 | 719 | 1089 | 25.6354 | 4.602 | 1089 | 1361 | 29.2639 | 6.606 | 1361
|  | 350 | 895 | 23.0417 | 3.354 | 895 | 1517 | 33.5051 | 5.956 | 1517 | 1964 | 41.9874 | 8.796 | 1964
|  | 400 | 1065 | 26.0576 | 4.054 | 1065 | 2011 | 42.4115 | 7.536 | 2011 | 2599 | 52.0248 | 11.224 | 2599
|  | 450 | 1132 | 31.9971 | 4.892 | 1132 | 2387 | 47.1239 | 9.232 | 2387 | 3195 | 68.6124 | 14.744 | 3195
|  | 500 | 1516 | 35.2958 | 5.772 | 1516 | 2588 | 57.5383 | 11.208 | 2588 | 3628 | 81.2887 | 17.88 | 3628
|  | 600 | 2076 | 54.7108 | 8.178 | 2076 | 3864 | 81.4772 | 17.012 | 3864 | 5038 | 117.0557 | 27.186 | 5038
|  | 700 | 2776 | 70.6858 | 11.086 | 2776 | 5101 | 101.5991 | 25.244 | 5101 | 6390 | 159.3259 | 36.184 | 6390
|  | 800 | 3473 | 80.1106 | 13.976 | 3473 | 6056 | 132.7009 | 33.712 | 6056 | 7716 | 208.0991 | 46.116 | 7716
|  | 900 | 4186 | 99.0073 | 17.392 | 4186 | 7116 | 167.9495 | 41.896 | 7116 |  |  |  | 0
|  | 1000 | 5310 | 119.8832 | 21.732 | 5310 | 8157 | 207.3451 | 50.656 | 8157 |  |  |  | 0
|  | 1100 | 6384 | 142.7383 | 26.272 | 6384 |  |  |  | 0 |  |  |  | 0
|  | 1200 | 7456 | 167.5726 | 30.54 | 7456 |  |  |  | 0 |  |  |  | 0
AC PIPES IS_1592_2003
SoR Rates |  | AC PIPES | [9 empty] | AC COUPLINGS
Cement | 4220
Fiber | 78800 | Diameter | CL-15 |  |  | CL-20 |  |  | CL-25 |  |  | CL-15 |  |  | CL-20 |  |  | CL-25
Revised Rates |  |  | SoR Rate | Wt.-Pipe | Revised Rate | SoR Rate | Wt.-Pipe | Revised Rate | SoR Rate | Wt.-Pipe | Revised Rate | SoR Rate | Wt.-Coupling | Revised Rate | SoR Rate | Wt.-Coupling | Revised Rate | SoR Rate | Wt.-Coupling | Revised Rate
Cement | 4220 | 80 | 237 | 6.939 | 237 | 259 | 7.972 | 259 | 326 | 9.761 | 326 | 112 | 2.089 | 112 | 119 | 2.345 | 119 | 138 | 2.833 | 138
Fiber | 78800 | 100 | 313 | 8.862 | 313 | 398 | 11.805 | 398 | 488 | 14.456 | 488 | 143 | 2.547 | 143 | 158 | 3.266 | 158 | 187 | 3.967 | 187
RC | 0.85*(C2-C1)/1000*W | 125 | 408 | 11.83 | 408 | 509 | 14.876 | 509 | 638 | 18.58 | 638 | 183 | 3.209 | 183 | 199 | 3.933 | 199 | 240 | 4.86 | 240
RF | 0.15*(F2-F1)/1000*W | 150 | 574 | 16.32 | 574 | 714 | 20.555 | 714 | 899 | 26.238 | 899 | 211 | 4.231 | 211 | 264 | 5.219 | 264 | 326 | 6.588 | 326
Revised Cost | SoR Rate+RC+RF | 200 | 953 | 26.655 | 953 | 1219 | 35.449 | 1219 | 1548 | 44.643 | 1548 | 387 | 7.28 | 387 | 428 | 9.483 | 428 | 543 | 11.957 | 543
|  | 250 | 1211 | 33.702 | 1211 | 1567 | 45.334 | 1567 | 1961 | 56.413 | 1961 | 454 | 8.902 | 454 | 573 | 11.697 | 573 | 727 | 14.99 | 727
|  | 300 | 1693 | 46.712 | 1693 | 2201 | 62.913 | 2201 | 2811 | 80.989 | 2811 | 593 | 11.905 | 593 | 768 | 15.759 | 768 | 988 | 20.294 | 988
|  | 350 | 2063 | 56.57 | 2063 | 2681 | 73.821 | 2681 | 3378 | 94.419 | 3378 | 766 | 14.899 | 766 | 989 | 19.014 | 989 | 1262 | 24.086 | 1262
|  | 400 | 2682 | 73.035 | 2682 | 3505 | 97.301 | 3505 | 4351 | 120.817 | 4351 | 1181 | 22.843 | 1181 | 1540 | 29.817 | 1540 | 1968 | 36.905 | 1968
|  | 450 | 3179 | 89.924 | 3179 | 4219 | 120.547 | 4219 | 5283 | 150.449 | 5283 | 1415 | 27.266 | 1415 | 1862 | 35.936 | 1862 | 2390 | 44.821 | 2390
|  | 500 | 3929 | 108.544 | 3929 | 5161 | 146.262 | 5161 | 6481 | 183.315 | 6481 | 1685 | 32.423 | 1685 | 2251 | 42.998 | 2251 | 2872 | 53.954 | 2872
|  | 600 | 5584 | 155.414 | 5584 | 7290 | 205.1 | 7290 | 9289 | 261.122 | 9289 | 2082 | 44.994 | 2082 | 2617 | 58.901 | 2617 | 3347 | 75.343 | 3347
|  | 700 | 7393 | 190.046 | 7393 | 10028 | 257.852 | 10028 | 12965 | 333.366 | 12965 | 2732 | 54.026 | 2732 | 3682 | 72.772 | 3682 | 4786 | 94.604 | 4786
|  | 750 | 8424 | 216.595 | 8424 | 11574 | 297.627 | 11574 | 14838 | 381.432 | 14838 | 3084 | 60.998 | 3084 | 4215 | 83.369 | 4215 | 5441 | 107.569 | 5441
|  | 800 | 9640 | 247.804 | 9640 | 13115 | 337.219 | 13115 | 16830 | 432.731 | 16830 | 3499 | 69.176 | 3499 | 4744 | 93.83 | 4744 | 6140 | 121.364 | 6140
|  | 850 | 10812 | 277.996 | 10812 | 14756 | 379.28 | 14756 | 18953 | 487.265 | 18953 | 3897 | 77.029 | 3897 | 5306 | 104.906 | 5306 | 6883 | 135.987 | 6883
|  | 900 | 12054 | 309.92 | 12054 | 16481 | 423.811 | 16481 | 21201 | 545.034 | 21201 | 4313 | 85.3 | 4313 | 5899 | 116.596 | 5899 | 7659 | 151.439 | 7659
|  | 1000 | 14881 | 382.617 | 14881 | 20237 | 520.281 | 20237 | 26070 | 670.274 | 26070 | 5265 | 104.071 | 5265 | 7171 | 141.818 | 7171 | 9347 | 184.831 | 9347
PRE-STRESSED (NON-CYLINDER) CONCRETE PIPES IS_784_2001
SoR Rates |  | PRE-STRESSED (NON-CYLINDER) CONCRETE PIPES
Cement | 4220
HT Wire | 72750 | Diameter | 6 Kg/Sqcm |  |  |  | 8 Kg/Sqcm |  |  |  | 10 Kg/Sqcm |  |  |  | 12 Kg/Sqcm |  |  |  | 14 Kg/Sqcm |  |  |  | 16 Kg/Sqcm
Revised Rates |  |  | SoR Rate | Wt-HT Wire | Wt-Cement | Revised Rate | SoR Rate | Wt-HT Wire | Wt-Cement | Revised Rate | SoR Rate | Wt-HT Wire | Wt-Cement | Revised Rate | SoR Rate | Wt-HT Wire | Wt-Cement | Revised Rate | SoR Rate | Wt-HT Wire | Wt-Cement | Revised Rate | SoR Rate | Wt-HT Wire | Wt-Cement | Revised Rate
Cement | 4220 | 350 | 3614 | 19.06 | 273 | 3614 | 3627 | 19.06 | 273 | 3627 | 3641 | 20.27 | 273 | 3641 | 3660 | 23.68 | 273 | 3660 | 3733 | 25.88 | 273 | 3733 | 3863 | 28.19 | 273 | 3863
HT Wire | 72750 | 400 | 3883 | 19.22 | 312 | 3883 | 3912 | 19.99 | 312 | 3912 | 3954 | 22.19 | 312 | 3954 | 4006 | 26.48 | 312 | 4006 | 4079 | 29.34 | 312 | 4079 | 4141 | 32.2 | 312 | 4141
R1 | (H2-H1)/1000*Wh | 450 | 4128 | 20.29 | 435 | 4128 | 4148 | 22.49 | 435 | 4148 | 4195 | 25.68 | 435 | 4195 | 4276 | 30.74 | 435 | 4276 | 4386 | 34.26 | 435 | 4386 | 4481 | 37.67 | 435 | 4481
R2 | (C2-C1)/1000*Wc | 500 | 4469 | 22.22 | 471 | 4469 | 4487 | 25.41 | 471 | 4487 | 4524 | 29.48 | 471 | 4524 | 4619 | 35.64 | 471 | 4619 | 4716 | 39.71 | 471 | 4716 | 4854 | 43.89 | 471 | 4854
Revised Cost | SoR Rate+R1+R2 | 600 | 5129 | 28.19 | 556 | 5129 | 5166 | 32.81 | 556 | 5166 | 5221 | 38.42 | 556 | 5221 | 5381 | 47.33 | 556 | 5381 | 5553 | 53.16 | 556 | 5553 | 5723 | 59.21 | 556 | 5723
|  | 700 | 6014 | 35.59 | 624 | 6014 | 6100 | 42.41 | 624 | 6100 | 6243 | 49.34 | 624 | 6243 | 6421 | 60.34 | 624 | 6421 | 6607 | 68.15 | 624 | 6607 | 6865 | 85.36 | 624 | 6865
|  | 800 | 7296 | 49.49 | 737 | 7296 | 7459 | 58.73 | 737 | 7459 | 7632 | 68.3 | 737 | 7632 | 7863 | 81.61 | 737 | 7863 | 8101 | 92.28 | 737 | 8101 | 8477 | 114.39 | 737 | 8477
|  | 900 | 8371 | 60.41 | 859 | 8371 | 8586 | 72.29 | 859 | 8586 | 8811 | 84.28 | 859 | 8811 | 9188 | 101.66 | 859 | 9188 | 9480 | 115.3 | 859 | 9480 | 10167 | 141.73 | 859 | 10167
|  | 1000 | 9867 | 74.76 | 1000 | 9867 | 10149 | 89.5 | 1000 | 10149 | 10444 | 104.35 | 1000 | 10444 | 10740 | 123.27 | 1000 | 10740 | 11102 | 139.99 | 1000 | 11102 | 11894 | 170.85 | 1000 | 11894
|  | 1100 | 11050 | 91.31 | 1141 | 11050 | 11373 | 109.02 | 1141 | 11373 | 11734 | 127.06 | 1141 | 11734 | 12095 | 147.41 | 1141 | 12095 | 12475 | 183.61 | 1141 | 12475 | 13449 | 203.96 | 1141 | 13449
|  | 1200 | 12419 | 108.06 | 1329 | 12419 | 12846 | 129.29 | 1329 | 12846 | 13249 | 151.07 | 1329 | 13249 | 13538 | 173.07 | 1329 | 13538 | 14089 | 212.61 | 1329 | 14089 | 15493 | 237.14 | 1329 | 15493
|  | 1300 | 14074 | 131.16 | 1521 | 14074 | 14555 | 156.13 | 1521 | 14555 | 15037 | 181.54 | 1521 | 15037 | 15522 | 207.61 | 1521 | 15522 | 16915 | 254.74 | 1521 | 16915 | 17525 | 305.78 | 1717 | 17525
|  | 1400 | 16290 | 154.7 | 1623 | 16290 | 16854 | 183.85 | 1623 | 16854 | 17430 | 213.77 | 1623 | 17430 | 18383 | 264.97 | 1623 | 18383 | 19548 | 313.15 | 1958 | 19548 | 20409 | 348.24 | 1958 | 20409
|  | 1500 | 18393 | 180.79 | 1834 | 18393 | 19063 | 214.67 | 1834 | 19063 | 19693 | 248.99 | 1834 | 19693 | 21377 | 307.35 | 1834 | 21377 | 22146 | 360.15 | 2329 | 22146 | 24739 | 400.3 | 2329 | 24739
|  | 1600 | 20681 | 210.52 | 2052 | 20681 | 21403 | 249.13 | 2052 | 21403 | 22129 | 288.4 | 2052 | 22129 | 24144 | 388.49 | 2052 | 24144 | 25015 | 415.99 | 2556 | 25015 | 27524 | 461.53 | 2556 | 27524
|  | 1700 | 22191 |  |  | 22191 | 23032 |  |  | 23032 | 23860 |  |  | 23860 | 25982 |  |  | 25982 | 28786 |  |  | 28786 | 30082 |  |  | 30082
|  | 1800 | 24538 |  |  | 24538 | 26104 |  |  | 26104 | 27525 |  |  | 27525 | 29846 |  |  | 29846 | 30952 |  |  | 30952 | 34273 |  |  | 34273
|  | 1900 | 26190 |  |  | 26190 | 27631 |  |  | 27631 | 30062 |  |  | 30062 | 31787 |  |  | 31787 | 34555 |  |  | 34555 | 37211 |  |  | 37211
|  | 2000 | 28790 |  |  | 28790 | 30586 |  |  | 30586 | 32190 |  |  | 32190 | 35124 |  |  | 35124 | 38765 |  |  | 38765 | 40294 |  |  | 40294
PRE-STRESSED (CYLINDER) CONCRETE PIPES IS_784_2001 (not required and not updated)
SoR Rates |  | PRE-STRESSED (CYLINDER) CONCRETE PIPES
Cement | 4220
HT Wire | 72750 | Diameter | 4 Kg/Sqcm |  |  |  |  | 6 Kg/Sqcm |  |  |  |  | 8 Kg/Sqcm |  |  |  |  | 10 Kg/Sqcm |  |  |  |  | 12 Kg/Sqcm |  |  |  |  | 14 Kg/Sqcm |  |  |  |  | 16 Kg/Sqcm |  |  |  |  | 18 Kg/Sqcm |  |  |  |  | 20 Kg/Sqcm
HR Coil | 65250 |  | SoR Rate | Wt-HT Wire | Wt-HR Coil | Wt-Cement | Revised Rate | SoR Rate | Wt-HT Wire | Wt-HR Coil | Wt-Cement | Revised Rate | SoR Rate | Wt-HT Wire | Wt-HR Coil | Wt-Cement | Revised Rate | SoR Rate | Wt-HT Wire | Wt-HR Coil | Wt-Cement | Revised Rate | SoR Rate | Wt-HT Wire | Wt-HR Coil | Wt-Cement | Revised Rate | SoR Rate | Wt-HT Wire | Wt-HR Coil | Wt-Cement | Revised Rate | SoR Rate | Wt-HT Wire | Wt-HR Coil | Wt-Cement | Revised Rate | SoR Rate | Wt-HT Wire | Wt-HR Coil | Wt-Cement | Revised Rate | SoR Rate | Wt-HT Wire | Wt-HR Coil | Wt-Cement | Revised Rate
Revised Rates |  | 400 | 6410 |  |  |  | 6410 | 6410 |  |  |  | 6410 | 6410 |  |  |  | 6410 | 6410 |  |  |  | 6410 | 6441 |  |  |  | 6441 | 6509 |  |  |  | 6509 | 6622 |  |  |  | 6622 | 6730 |  |  |  | 6730 | 6813 |  |  |  | 6813
Cement | 4220 | 450 | 6977 |  |  |  | 6977 | 6977 |  |  |  | 6977 | 6977 |  |  |  | 6977 | 7009 |  |  |  | 7009 | 7091 |  |  |  | 7091 | 7190 |  |  |  | 7190 | 7312 |  |  |  | 7312 | 7370 |  |  |  | 7370 | 7440 |  |  |  | 7440
HT Wire | 72750 | 500 | 7461 |  |  |  | 7461 | 7461 |  |  |  | 7461 | 7530 |  |  |  | 7530 | 7603 |  |  |  | 7603 | 7668 |  |  |  | 7668 | 7759 |  |  |  | 7759 | 7865 |  |  |  | 7865 | 7953 |  |  |  | 7953 | 8036 |  |  |  | 8036
HR Coil | 65250 | 600 | 8596 |  |  |  | 8596 | 8682 |  |  |  | 8682 | 8778 |  |  |  | 8778 | 8885 |  |  |  | 8885 | 8981 |  |  |  | 8981 | 9077 |  |  |  | 9077 | 9238 |  |  |  | 9238 | 9364 |  |  |  | 9364 | 9480 |  |  |  | 9480
R1 | (H2-H1)/1000*Wh | 700 | 9797 |  |  |  | 9797 | 9917 |  |  |  | 9917 | 10054 |  |  |  | 10054 | 10179 |  |  |  | 10179 | 10315 |  |  |  | 10315 | 10439 |  |  |  | 10439 | 10656 |  |  |  | 10656 | 10808 |  |  |  | 10808 | 10980 |  |  |  | 10980
R2 | (R2-R1)/1000*Wr | 800 | 11513 |  |  |  | 11513 | 11663 |  |  |  | 11663 | 11830 |  |  |  | 11830 | 12007 |  |  |  | 12007 | 12175 |  |  |  | 12175 | 12339 |  |  |  | 12339 | 12578 |  |  |  | 12578 | 12808 |  |  |  | 12808 | 13014 |  |  |  | 13014
R3 | (C2-C1)/1000*Wc | 900 | 13108 |  |  |  | 13108 | 13322 |  |  |  | 13322 | 13531 |  |  |  | 13531 | 13750 |  |  |  | 13750 | 13971 |  |  |  | 13971 | 14187 |  |  |  | 14187 | 14718 |  |  |  | 14718 | 15008 |  |  |  | 15008 | 15337 |  |  |  | 15337
Revised Cost | SoR Rate+R1+R2+R3 | 1000 | 15714 |  |  |  | 15714 | 15972 |  |  |  | 15972 | 16237 |  |  |  | 16237 | 16511 |  |  |  | 16511 | 16774 |  |  |  | 16774 | 17044 |  |  |  | 17044 | 17736 |  |  |  | 17736 | 18115 |  |  |  | 18115 | 18493 |  |  |  | 18493
|  | 1100 | 17521 |  |  |  | 17521 | 17835 |  |  |  | 17835 | 18165 |  |  |  | 18165 | 18484 |  |  |  | 18484 | 18813 |  |  |  | 18813 | 19127 |  |  |  | 19127 | 19972 |  |  |  | 19972 | 20394 |  |  |  | 20394 | 20954 |  |  |  | 20954
|  | 1200 | 19524 |  |  |  | 19524 | 19906 |  |  |  | 19906 | 20281 |  |  |  | 20281 | 20667 |  |  |  | 20667 | 21065 |  |  |  | 21065 | 21444 |  |  |  | 21444 | 22445 |  |  |  | 22445 | 23040 |  |  |  | 23040 | 23593 |  |  |  | 23593
|  | 1300 | 21799 |  |  |  | 21799 | 22251 |  |  |  | 22251 | 22702 |  |  |  | 22702 | 23158 |  |  |  | 23158 | 23614 |  |  |  | 23614 | 24401 |  |  |  | 24401 | 25347 |  |  |  | 25347 | 25988 |  |  |  | 25988 | 26712 |  |  |  | 26712
|  | 1400 | 24370 |  |  |  | 24370 | 24924 |  |  |  | 24924 | 25490 |  |  |  | 25490 | 26103 |  |  |  | 26103 | 27123 |  |  |  | 27123 | 27902 |  |  |  | 27902 | 28890 |  |  |  | 28890 | 29241 |  |  |  | 29241 | 30507 |  |  |  | 30507
|  | 1500 | 28818 |  |  |  | 28818 | 29494 |  |  |  | 29494 | 30089 |  |  |  | 30089 | 30696 |  |  |  | 30696 | 31887 |  |  |  | 31887 | 32564 |  |  |  | 32564 | 33488 |  |  |  | 33488 | 34872 |  |  |  | 34872 | 35625 |  |  |  | 35625
|  | 1600 | 32492 |  |  |  | 32492 | 33382 |  |  |  | 33382 | 34153 |  |  |  | 34153 | 35426 |  |  |  | 35426 | 36201 |  |  |  | 36201 | 37041 |  |  |  | 37041 | 38656 |  |  |  | 38656 | 39512 |  |  |  | 39512 | 40363 |  |  |  | 40363
|  | 1700 | 34969 |  |  |  | 34969 | 35849 |  |  |  | 35849 | 36734 |  |  |  | 36734 | 38187 |  |  |  | 38187 | 39059 |  |  |  | 39059 | 40854 |  |  |  | 40854 | 41928 |  |  |  | 41928 | 42900 |  |  |  | 42900 | 43872 |  |  |  | 43872
|  | 1800 | 38206 |  |  |  | 38206 | 39293 |  |  |  | 39293 | 41416 |  |  |  | 41416 | 42736 |  |  |  | 42736 | 44025 |  |  |  | 44025 | 46441 |  |  |  | 46441 | 48497 |  |  |  | 48497 | 49600 |  |  |  | 49600 | 50724 |  |  |  | 50724
|  | 1900 | 44642 |  |  |  | 44642 | 455616 |  |  |  | 455616 | 47350 |  |  |  | 47350 | 48366 |  |  |  | 48366 | 50486 |  |  |  | 50486 | 51691 |  |  |  | 51691 | 53023 |  |  |  | 53023 | 54250 |  |  |  | 54250 | 55468 |  |  |  | 55468
|  | 2000 | 471199 |  |  |  | 471199 | 48905 |  |  |  | 48905 | 50094 |  |  |  | 50094 | 51301 |  |  |  | 51301 | 53671 |  |  |  | 53671 | 54999 |  |  |  | 54999 | 56487 |  |  |  | 56487 | 57854 |  |  |  | 57854 | 59209 |  |  |  | 59209
BAR WRAPED STEEL CYLINDERICAL (BWSC) PIPES IS_15155_2002
SoR Rates |  | BAR WRAPED STEEL CYLINDERICAL (BWSC) PIPES
Cement | 4220
MS Wire Rods | 60000 | Diameter | 4-12 Kg/Sqcm |  |  |  |  | 14 Kg/Sqcm |  |  |  |  | 16 Kg/Sqcm |  |  |  |  | 18 Kg/Sqcm |  |  |  |  | 20 Kg/Sqcm |  |  |  |  | 22 Kg/Sqcm |  |  |  |  | 24 Kg/Sqcm |  |  |  |  | 26 Kg/Sqcm |  |  |  |  | 28 Kg/Sqcm |  |  |  |  | 30 Kg/Sqcm
HR Coil | 65250 |  | SoR Rate | Wt-MS Wire | Wt-HR Coil | Wt-Cement | Revised Rate | SoR Rate | Wt-MS Wire | Wt-HR Coil | Wt-Cement | Revised Rate | SoR Rate | Wt-MS Wire | Wt-HR Coil | Wt-Cement | Revised Rate | SoR Rate | Wt-MS Wire | Wt-HR Coil | Wt-Cement | Revised Rate | SoR Rate | Wt-MS Wire | Wt-HR Coil | Wt-Cement | Revised Rate | SoR Rate | Wt-MS Wire | Wt-HR Coil | Wt-Cement | Revised Rate | SoR Rate | Wt-MS Wire | Wt-HR Coil | Wt-Cement | Revised Rate | SoR Rate | Wt-MS Wire | Wt-HR Coil | Wt-Cement | Revised Rate | SoR Rate | Wt-MS Wire | Wt-HR Coil | Wt-Cement | Revised Rate | SoR Rate | Wt-MS Wire | Wt-HR Coil | Wt-Cement | Revised Rate
Revised Rates |  | 250 | 3203 | 3.87 | 12.8 | 23.85 | 3203 | 3203 | 3.87 | 12.8 | 23.85 | 3203 | 3203 | 3.87 | 12.8 | 23.85 | 3203 | 3203 | 3.87 | 12.8 | 23.85 | 3203 | 3203 | 3.87 | 12.8 | 23.85 | 3203 | 3203 | 3.87 | 12.8 | 23.85 | 3203 | 3520 | 4.17 | 12.8 | 23.85 | 3520 | 3645 | 5.54 | 12.8 | 23.85 | 3645 | 3708 | 7.07 | 12.8 | 23.85 | 3708 | 3875 |  |  |  | 3875
Cement | 4220 | 300 | 3588 | 4.54 | 15.06 | 27.88 | 3588 | 3588 | 4.54 | 15.06 | 27.88 | 3588 | 3588 | 4.54 | 15.06 | 27.88 | 3588 | 3588 | 4.54 | 15.06 | 27.88 | 3588 | 3588 | 4.54 | 15.06 | 27.88 | 3588 | 3775 | 6.5 | 15.06 | 27.88 | 3775 | 4257 | 8.47 | 15.06 | 27.88 | 4257 | 4430 | 10.26 | 15.06 | 27.88 | 4430 | 4544 | 12.23 | 15.06 | 27.88 | 4544 | 4752 |  |  |  | 4752
MS Wire Rods | 60000 | 350 | 4337 | 5.21 | 17.32 | 31.92 | 4337 | 4337 | 5.21 | 17.32 | 31.92 | 4337 | 4337 | 5.21 | 17.32 | 31.92 | 4337 | 4415 | 6.03 | 17.32 | 31.92 | 4415 | 4648 | 8.49 | 17.32 | 31.92 | 4648 | 4899 | 11.16 | 17.32 | 31.92 | 4899 | 5132 | 13.63 | 17.32 | 31.92 | 5132 | 5364 | 16.09 | 17.32 | 31.92 | 5364 | 5615 | 18.76 | 17.32 | 31.92 | 5615 | 5813 |  |  |  | 5813
HR Coil | 65250 | 400 | 4790 | 5.88 | 19.58 | 35.96 | 4790 | 4790 | 5.88 | 19.58 | 35.96 | 4790 | 4899 | 7.04 | 19.58 | 35.96 | 4899 | 5216 | 16.58 | 19.58 | 35.96 | 5216 | 5508 | 13.53 | 19.58 | 35.96 | 5508 | 5816 | 16.77 | 19.58 | 35.96 | 5816 | 6110 | 19.78 | 19.58 | 35.96 | 6110 | 6421 | 23.13 | 19.58 | 35.96 | 6421 | 6654 | 21.91 | 23.71 | 35.96 | 6654 | 6969 |  |  |  | 6969
R1 | (H2-H1)/1000*Wh | 450 | 5368 | 6.69 | 22.29 | 45 | 5368 | 5414 | 7.21 | 22.29 | 45 | 5414 | 5817 | 11.43 | 22.29 | 45 | 5817 | 6188 | 15.38 | 22.29 | 45 | 6188 | 6591 | 19.6 | 22.29 | 45 | 6591 | 6907 | 23.55 | 22.29 | 45 | 6907 | 7306 | 22.27 | 26.88 | 45.38 | 7306 | 7592 | 26.65 | 26.88 | 45.38 | 7592 | 7933 | 30.6 | 26.88 | 45.38 | 7933 | 8478 |  |  |  | 8478
R2 | (R2-R1)/1000*Wr | 500 | 5828 | 7.36 | 24.55 | 49.62 | 5828 | 6265 | 12 | 24.55 | 49.62 | 6265 | 6731 | 16.92 | 24.55 | 49.62 | 6731 | 7226 | 22.14 | 24.55 | 49.62 | 7226 | 7637 | 27.07 | 24.55 | 49.62 | 7637 | 8179 | 26.24 | 29.73 | 49.62 | 8179 | 8624 | 31.57 | 29.73 | 49.62 | 8624 | 9023 | 36.9 | 29.73 | 51.92 | 9023 | 9624 | 34.15 | 36.23 | 49.81 | 9624 | 10141 |  |  |  | 10141
R3 | (C2-C1)/1000*Wc | 600 | 7306 | 9.06 | 35.21 | 58.65 | 7306 | 7852 | 14.89 | 35.21 | 58.65 | 7852 | 8536 | 22.1 | 35.21 | 58.65 | 8536 | 9186 | 28.96 | 35.21 | 58.65 | 9186 | 9884 | 36.31 | 35.21 | 58.65 | 9884 | 10564 | 43.59 | 35.21 | 61.15 | 10564 | 11394 | 41.89 | 42.89 | 61.35 | 11394 | 12160 | 49.84 | 42.89 | 61.35 | 12160 | 12916 | 57.33 | 42.89 | 63.85 | 12916 | 13456 |  |  |  | 13456
Revised Cost | SoR Rate+R1+R2+R3 | 700 | 8850 | 12.03 | 40.68 | 67.69 | 8850 | 9881 | 26.29 | 40.68 | 67.69 | 9881 | 10769 | 35.8 | 40.68 | 67.69 | 10769 | 11681 | 45.33 | 40.68 | 67.69 | 11681 | 12757 | 44.82 | 49.55 | 67.69 | 12757 | 13681 | 54.42 | 49.56 | 70.77 | 13681 | 14568 | 64.61 | 49.56 | 70.77 | 14568 | 16014 | 61.4 | 62.92 | 73.85 | 16014 | 16827 | 71 | 62.92 | 73.85 | 16827 | 17477 |  |  |  | 17477
|  | 800 | 10581 | 15.36 | 46.15 | 76.92 | 10581 | 12063 | 39.68 | 46.15 | 76.92 | 12063 | 13227 | 52.03 | 46.15 | 76.92 | 13227 | 14466 | 52.74 | 56.22 | 76.92 | 14466 | 15937 | 50.22 | 69.32 | 76.92 | 15937 | 17087 | 62.89 | 69.32 | 80.38 | 17087 | 18654 | 76.77 | 71.36 | 83.65 | 18654 | 19980 | 67.65 | 88.52 | 80.38 | 19980 | 21008 | 80.55 | 88.52 | 83.85 | 21008 | 22063 |  |  |  | 22063
|  | 900 | 12952 | 19.78 | 62.88 | 85.77 | 12952 | 14598 | 42.89 | 62.88 | 85.77 | 14598 | 16041 | 58.21 | 62.88 | 85.77 | 16041 | 17608 | 74.03 | 62.88 | 89.62 | 17608 | 19178 | 72.84 | 77.53 | 89.62 | 19178 | 21076 | 89.78 | 79.81 | 93.46 | 21076 | 22470 | 106.2 | 79.81 | 97.31 | 22470 | 24292 | 98.04 | 98.99 | 93.46 | 24292 | 25974 | 115.16 | 101.29 | 97.31 | 25974 | 27502 |  |  |  | 27502
|  | 1000 | 15273 | 24.09 | 72.07 | 95 | 15273 | 17341 | 53.78 | 72.07 | 95 | 17341 | 19499 | 80.37 | 72.07 | 99.04 | 19499 | 21473 | 80.47 | 88.26 | 99.23 | 21473 | 23215 | 99.16 | 88.26 | 103.27 | 23215 | 24746 | 120.5 | 88.26 | 107.88 | 24746 | 26943 | 112.75 | 109.47 | 103.85 | 26943 | 28969 | 133.61 | 112 | 107.88 | 28969 | 31780 | 124.16 | 137 | 108.08 | 31780 | 33274 |  |  |  | 33274
|  | 1100 | 20570 | 28.99 | 120.36 | 109.04 | 20570 | 21035 | 33.88 | 120.36 | 109.04 | 21035 | 23174 | 56.52 | 120.36 | 109.04 | 23174 | 25542 | 80.69 | 120.36 | 113.65 | 25542 | 27836 | 104.17 | 120.36 | 118.08 | 27836 | 29915 | 128.99 | 120.36 | 122.69 | 29915 | 33120 | 116.66 | 150.61 | 118.27 | 33120 | 34857 | 139.87 | 150.61 | 122.88 | 34857 | 37819 | 133 | 178.13 | 122.88 | 37819 | 39887 |  |  |  | 39887
|  | 1200 | 22472 | 34.15 | 130.83 | 118.27 | 22472 | 24098 | 51.44 | 130.83 | 118.27 | 24098 | 26688 | 78.92 | 130.83 | 118.27 | 26688 | 29376 | 106.4 | 130.83 | 123.27 | 29376 | 32101 | 134.49 | 130.83 | 128.27 | 32101 | 34580 | 163.17 | 133.85 | 133.08 | 34580 | 38082 | 155.72 | 163.7 | 133.27 | 38082 | 41585 | 148.24 | 196.64 | 133.27 | 41585 | 44800 | 140.74 | 226.6 | 133.46 | 44800 | 46909 |  |  |  | 46909
M.S PIPES IS_3589_2001
SoR Rates |  | M.S PIPES
MS Plates | 70000
Revised Rates |  | Diameter |  |  | 8 |  |  | 10 |  |  | 12 |  |  | 14 |  |  | 16 |  |  | 18 |  |  | 20 |  |  | 22 |  |  | 24 |  |  | 26 |  |  | 28 |  |  | 30 |  |  | 32 |  |  | 34 |  |  | 36 |  |  | 38 |  |  | 40 |  |  | 42 |  |  | 44 |  |  | 46 |  |  | 48
MS Plates | 70000 |  | SoR Rate | Wt. Pipe | Revised Rate | SoR Rate | Wt. Pipe | Revised Rate | SoR Rate | Wt. Pipe | Revised Rate | SoR Rate | Wt. Pipe | Revised Rate | SoR Rate | Wt. Pipe | Revised Rate | SoR Rate | Wt. Pipe | Revised Rate | SoR Rate | Wt. Pipe | Revised Rate | SoR Rate | Wt. Pipe | Revised Rate | SoR Rate | Wt. Pipe | Revised Rate | SoR Rate | Wt. Pipe | Revised Rate | SoR Rate | Wt. Pipe | Revised Rate | SoR Rate | Wt. Pipe | Revised Rate | SoR Rate | Wt. Pipe | Revised Rate | SoR Rate | Wt. Pipe | Revised Rate | SoR Rate | Wt. Pipe | Revised Rate | SoR Rate | Wt. Pipe | Revised Rate | SoR Rate | Wt. Pipe | Revised Rate | SoR Rate | Wt. Pipe | Revised Rate | SoR Rate | Wt. Pipe | Revised Rate | SoR Rate | Wt. Pipe | Revised Rate | SoR Rate | Wt. Pipe | Revised Rate
R1 | (M2-M1)/1000*Wm | 400 | 0 |  | 0 | 0 |  | 0 | 0 |  | 0 | 0 |  | 0 | 0 |  | 0 | 0 |  | 0 | 0 |  | 0 | 0 |  | 0 | 0 |  | 0 | 0 |  | 0 | 0 |  | 0 | 0 |  | 0 | 0 |  | 0 | 0 |  | 0 | 0 |  | 0 | 0 |  | 0 | 0 |  | 0 | 0 |  | 0 | 0 |  | 0 | 0 |  | 0 | 0 |  | 0
Revised Cost | SoR Rate+R1 | 500 | 10335 | 106.1431 | 10335 | 0 |  | 0 | 0 |  | 0 | 0 |  | 0 | 0 |  | 0 | 0 |  | 0 | 0 |  | 0 | 0 |  | 0 | 0 |  | 0 | 0 |  | 0 | 0 |  | 0 | 0 |  | 0 | 0 |  | 0 | 0 |  | 0 | 0 |  | 0 | 0 |  | 0 | 0 |  | 0 | 0 |  | 0 | 0 |  | 0 | 0 |  | 0 | 0 |  | 0
|  | 600 | 12266 | 125.8723 | 12266 | 0 |  | 0 | 0 |  | 0 | 0 |  | 0 | 0 |  | 0 | 0 |  | 0 | 0 |  | 0 | 0 |  | 0 | 0 |  | 0 | 0 |  | 0 | 0 |  | 0 | 0 |  | 0 | 0 |  | 0 | 0 |  | 0 | 0 |  | 0 | 0 |  | 0 | 0 |  | 0 | 0 |  | 0 | 0 |  | 0 | 0 |  | 0 | 0 |  | 0
|  | 700 | 14275 | 145.6015 | 14275 | 17122 | 182.4951 | 17122 | 0 |  | 0 | 0 |  | 0 | 0 |  | 0 | 0 |  | 0 | 0 |  | 0 | 0 |  | 0 | 0 |  | 0 | 0 |  | 0 | 0 |  | 0 | 0 |  | 0 | 0 |  | 0 | 0 |  | 0 | 0 |  | 0 | 0 |  | 0 | 0 |  | 0 | 0 |  | 0 | 0 |  | 0 | 0 |  | 0 | 0 |  | 0
|  | 800 | 16165 | 165.3307 | 16165 | 18871 | 207.1566 | 18871 | 21576 | 249.1798 | 21576 | 0 |  | 0 | 0 |  | 0 | 0 |  | 0 | 0 |  | 0 | 0 |  | 0 | 0 |  | 0 | 0 |  | 0 | 0 |  | 0 | 0 |  | 0 | 0 |  | 0 | 0 |  | 0 | 0 |  | 0 | 0 |  | 0 | 0 |  | 0 | 0 |  | 0 | 0 |  | 0 | 0 |  | 0 | 0 |  | 0
|  | 900 | 17519 | 185.0599 | 17519 | 20620 | 231.8181 | 20620 | 23621 | 278.7736 | 23621 | 0 |  | 0 | 0 |  | 0 | 0 |  | 0 | 0 |  | 0 | 0 |  | 0 | 0 |  | 0 | 0 |  | 0 | 0 |  | 0 | 0 |  | 0 | 0 |  | 0 | 0 |  | 0 | 0 |  | 0 | 0 |  | 0 | 0 |  | 0 | 0 |  | 0 | 0 |  | 0 | 0 |  | 0 | 0 |  | 0
|  | 1000 | 18923 | 204.7891 | 18923 | 22269 | 256.4796 | 22269 | 25665 | 308.3674 | 25665 | 29060 | 360.4525 | 29060 | 0 |  | 0 | 0 |  | 0 | 0 |  | 0 | 0 |  | 0 | 0 |  | 0 | 0 |  | 0 | 0 |  | 0 | 0 |  | 0 | 0 |  | 0 | 0 |  | 0 | 0 |  | 0 | 0 |  | 0 | 0 |  | 0 | 0 |  | 0 | 0 |  | 0 | 0 |  | 0 | 0 |  | 0
|  | 1100 | 20327 | 224.5183 | 20327 | 24018 | 281.1411 | 24018 | 27758 | 337.9612 | 27758 | 31499 | 394.9786 | 31499 | 35239 | 452.1933 | 35239 | 0 |  | 0 | 0 |  | 0 | 0 |  | 0 | 0 |  | 0 | 0 |  | 0 | 0 |  | 0 | 0 |  | 0 | 0 |  | 0 | 0 |  | 0 | 0 |  | 0 | 0 |  | 0 | 0 |  | 0 | 0 |  | 0 | 0 |  | 0 | 0 |  | 0 | 0 |  | 0
|  | 1200 | 21630 | 244.2475 | 21630 | 25717 | 305.8026 | 25717 | 29802 | 367.555 | 29802 | 33888 | 429.5047 | 33888 | 38023 | 491.6517 | 38023 | 42058 | 553.996 | 42058 | 0 |  | 0 | 0 |  | 0 | 0 |  | 0 | 0 |  | 0 | 0 |  | 0 | 0 |  | 0 | 0 |  | 0 | 0 |  | 0 | 0 |  | 0 | 0 |  | 0 | 0 |  | 0 | 0 |  | 0 | 0 |  | 0 | 0 |  | 0 | 0 |  | 0
|  | 1300 | 23034 | 263.9767 | 23034 | 27465 | 330.4641 | 27465 | 31897 | 397.1488 | 31897 | 36327 | 464.0308 | 36327 | 40707 | 531.1101 | 40707 | 45187 | 598.3867 | 45187 | 49617 | 665.8606 | 49617 | 0 |  | 0 | 0 |  | 0 | 0 |  | 0 | 0 |  | 0 | 0 |  | 0 | 0 |  | 0 | 0 |  | 0 | 0 |  | 0 | 0 |  | 0 | 0 |  | 0 | 0 |  | 0 | 0 |  | 0 | 0 |  | 0 | 0 |  | 0
|  | 1400 | 24438 | 283.7059 | 24438 | 29164 | 355.1256 | 29164 | 33940 | 426.7426 | 33940 | 38766 | 498.5569 | 38766 | 43491 | 570.5685 | 43491 | 48266 | 642.7774 | 48266 | 53090 | 715.1836 | 53090 | 57865 | 787.787 | 57865 | 0 |  | 0 | 0 |  | 0 | 0 |  | 0 | 0 |  | 0 | 0 |  | 0 | 0 |  | 0 | 0 |  | 0 | 0 |  | 0 | 0 |  | 0 | 0 |  | 0 | 0 |  | 0 | 0 |  | 0 | 0 |  | 0
|  | 1500 | 25792 | 303.4351 | 25792 | 30913 | 379.7871 | 30913 | 36034 | 456.3364 | 36034 | 41105 | 533.083 | 41105 | 46275 | 610.0269 | 46275 | 51396 | 687.1681 | 51396 | 56515 | 764.5066 | 56515 | 61634 | 842.0423 | 61634 | 66803 | 919.7754 | 66803 | 0 |  | 0 | 0 |  | 0 | 0 |  | 0 | 0 |  | 0 | 0 |  | 0 | 0 |  | 0 | 0 |  | 0 | 0 |  | 0 | 0 |  | 0 | 0 |  | 0 | 0 |  | 0 | 0 |  | 0
|  | 1600 | 27196 | 323.1643 | 27196 | 32612 | 404.4486 | 32612 | 38129 | 485.9302 | 38129 | 43544 | 567.6091 | 43544 | 49010 | 649.4853 | 49010 | 54475 | 731.5588 | 54475 | 59989 | 813.8296 | 59989 | 65453 | 896.2976 | 65453 | 70918 | 978.963 | 70918 | 76381 | 1061.8256 | 76381 | 0 |  | 0 | 0 |  | 0 | 0 |  | 0 | 0 |  | 0 | 0 |  | 0 | 0 |  | 0 | 0 |  | 0 | 0 |  | 0 | 0 |  | 0 | 0 |  | 0 | 0 |  | 0
|  | 1700 | 28599 | 342.8935 | 28599 | 34361 | 429.1101 | 34361 | 40172 | 515.524 | 40172 | 45984 | 602.1352 | 45984 | 51794 | 688.9437 | 51794 | 57604 | 775.9495 | 57604 | 63414 | 863.1526 | 63414 | 69223 | 950.5529 | 69223 | 75032 | 1038.1506 | 75032 | 80841 | 1125.9456 | 80841 | 86699 | 1213.9378 | 86699 | 0 |  | 0 | 0 |  | 0 | 0 |  | 0 | 0 |  | 0 | 0 |  | 0 | 0 |  | 0 | 0 |  | 0 | 0 |  | 0 | 0 |  | 0 | 0 |  | 0
|  | 1800 | 29953 | 362.6227 | 29953 | 36110 | 453.7716 | 36110 | 42216 | 545.1178 | 42216 | 48372 | 636.6613 | 48372 | 54528 | 728.4021 | 54528 | 60683 | 820.3402 | 60683 | 66888 | 912.4756 | 66888 | 73042 | 1004.8083 | 73042 | 79196 | 1097.3382 | 79196 | 85350 | 1190.0655 | 85350 | 91503 | 1282.99 | 91503 | 97656 | 1376.1118 | 97656 | 0 |  | 0 | 0 |  | 0 | 0 |  | 0 | 0 |  | 0 | 0 |  | 0 | 0 |  | 0 | 0 |  | 0 | 0 |  | 0 | 0 |  | 0
|  | 1900 | 31357 | 382.3519 | 31357 | 37859 | 478.4331 | 37859 | 44310 | 574.7117 | 44310 | 50811 | 671.1874 | 50811 | 57312 | 767.8605 | 57312 | 63813 | 864.7309 | 63813 | 70313 | 961.7986 | 70313 | 76812 | 1059.0636 | 76812 | 83311 | 1156.5258 | 83311 | 89810 | 1254.1854 | 89810 | 96308 | 1352.0422 | 96308 | 102805 | 1450.0963 | 102805 | 109303 | 1548.3478 | 109303 | 0 |  | 0 | 0 |  | 0 | 0 |  | 0 | 0 |  | 0 | 0 |  | 0 | 0 |  | 0 | 0 |  | 0 | 0 |  | 0
|  | 2000 | 32711 | 402.0811 | 32711 | 39608 | 503.0946 | 39608 | 46404 | 604.3055 | 46404 | 53250 | 705.7136 | 53250 | 60096 | 807.3189 | 60096 | 66941 | 909.1216 | 66941 | 73786 | 1011.1216 | 73786 | 80631 | 1113.3189 | 80631 | 87475 | 1215.7134 | 87475 | 94319 | 1318.3053 | 94319 | 101163 | 1421.0944 | 101163 | 108006 | 1524.0808 | 108006 | 114849 | 1627.2646 | 114849 | 121691 | 1730.6456 | 121691 | 0 |  | 0 | 0 |  | 0 | 0 |  | 0 | 0 |  | 0 | 0 |  | 0 | 0 |  | 0 | 0 |  | 0
|  | 2100 | 34114 | 421.8103 | 34114 | 41256 | 527.7561 | 41256 | 48448 | 633.8993 | 48448 | 55639 | 740.2397 | 55639 | 62830 | 846.7773 | 62830 | 70021 | 953.5123 | 70021 | 77211 | 1060.4446 | 77211 | 84400 | 1167.5742 | 84400 | 91590 | 1274.901 | 91590 | 98779 | 1382.4252 | 98779 | 105967 | 1490.1466 | 105967 | 113156 | 1598.0654 | 113156 | 120393 | 1706.1814 | 120393 | 127581 | 1814.4947 | 127581 | 134817 | 1923.0053 | 134817 | 0 |  | 0 | 0 |  | 0 | 0 |  | 0 | 0 |  | 0 | 0 |  | 0 | 0 |  | 0
|  | 2200 | 35518 | 441.5395 | 35518 | 43005 | 552.4177 | 43005 | 50542 | 663.4931 | 50542 | 58079 | 774.7658 | 58079 | 65614 | 886.2357 | 65614 | 73150 | 997.903 | 73150 | 80685 | 1109.7676 | 80685 | 88170 | 1221.8295 | 88170 |  |  | 0 | 103238 | 1446.5451 | 103238 | 110772 | 1559.1988 | 110772 | 118355 | 1672.0499 | 118355 | 125888 | 1785.0982 | 125888 | 133471 | 1898.3438 | 133471 | 141052 | 2011.7867 | 141052 | 148584 | 2125.4269 | 148584 | 0 |  | 0 | 0 |  | 0 | 0 |  | 0 | 0 |  | 0 | 0 |  | 0
|  | 2300 |  |  | 0 |  |  | 0 | 52635 | 693.0869 | 52635 | 0 |  | 0 | 68348 | 925.6942 | 68348 | 76229 | 1042.2937 | 76229 | 84109 | 1159.0906 | 84109 | 91989 | 1276.0848 | 91989 |  |  | 0 | 107748 | 1510.665 | 107748 | 115626 | 1628.251 | 115626 | 123505 | 1746.0344 | 123505 | 131433 | 1864.015 | 131433 | 139361 | 1982.1929 | 139361 | 147237 | 2100.5681 | 147237 | 155164 | 2219.1406 | 155164 | 163090 | 2337.9104 | 163090 | 0 |  | 0 | 0 |  | 0 | 0 |  | 0 | 0 |  | 0
|  | 2400 |  |  | 0 |  |  | 0 | 54680 | 722.6807 | 54680 | 62907 | 843.818 | 62907 | 71133 | 965.1526 | 71133 | 79358 | 1086.6844 | 79358 | 87584 | 1208.4136 | 87584 | 95759 | 1330.3401 | 95759 |  |  | 0 | 112207 | 1574.7849 | 112207 | 120481 | 1697.3032 | 120481 | 128704 | 1820.0189 | 128704 | 136977 | 1942.9318 | 136977 | 145200 | 2066.042 | 145200 | 153472 | 2189.3495 | 153472 | 161744 | 2312.8543 | 161744 | 170016 | 2436.5564 | 170016 | 178287 | 2560.4558 | 178287 | 0 |  | 0 | 0 |  | 0 | 0 |  | 0
|  | 2500 |  |  | 0 |  |  | 0 | 0 |  | 0 | 65345 | 878.3441 | 65345 | 73917 | 1004.611 | 73917 | 82438 | 1131.0751 | 82438 | 91008 | 1257.7366 | 91008 | 99578 | 1384.5954 | 99578 |  |  | 0 |  |  | 0 | 125286 | 1766.3554 | 125286 | 133905 | 1894.0034 | 133905 | 0 |  | 0 | 151090 | 2149.8911 | 151090 | 159708 | 2278.1309 | 159708 | 168324 | 2406.568 | 168324 | 176941 | 2535.2024 | 176941 | 185556 | 2664.0341 | 185556 | 194172 | 2793.0631 | 194172 | 202788 | 2922.2894 | 202788 | 0 |  | 0
|  | 2600 |  |  | 0 |  |  | 0 | 58868 | 781.8683 | 58868 | 67784 | 912.8702 | 67784 | 76651 | 1044.0694 | 76651 | 85566 | 1175.4658 | 85566 | 94482 | 1307.0596 | 94482 | 103347 | 1438.8507 | 103347 |  |  | 0 |  |  | 0 |  |  | 0 |  |  | 0 | 148017 | 2100.7654 | 148017 | 156980 | 2233.7402 | 156980 | 165943 | 2366.9123 | 165943 | 174904 | 2500.2818 | 174904 | 183866 | 2633.8484 | 183866 | 192827 | 2767.6124 | 192827 | 201788 | 2901.5737 | 201788 | 210748 | 3035.7323 | 210748 | 219658 | 3170.0882 | 219658
HDPE PE-80 & PE-100 PIPES IS_4984-2016
SoR Rates |  | HDPE PIPES
Resin PE-80 | 119550 |  | PE-80 |  |  | PE-100
Resin PE-100 | 120860 | Diameter | 4 Kg/Sqcm |  |  | 6 Kg/Sqcm |  |  | 8 Kg/Sqcm |  |  | 10 Kg/Sqcm |  |  | 12.5 Kg/Sqcm |  |  | 16 Kg/Sqcm
Revised Rates |  |  | SoR Rate | Wt. Pipe | Revised Rate | SoR Rate | Wt. Pipe | Revised Rate | SoR Rate | Wt. Pipe | Revised Rate | SoR Rate | Wt. Pipe | Revised Rate | SoR Rate | Wt. Pipe | Revised Rate | SoR Rate | Wt. Pipe | Revised Rate
Resin PE-80 | 119550 | 20 | 0 | 0 | 0 | 0 | 0 | 0 | 0 | 0 | 0 | 0 | 0 | 0 | 0 | 0.114 | 0 | 26 | 0.13 | 26
Resin PE-100 | 120860 | 30 | 0 | 0 | 0 | 0 | 0 | 0 | 0 | 0 | 0 | 0 | 0.146 | 0 | 0 | 0.167 | 0 | 39 | 0.196 | 39
R1 | (A2-A1)/1000*M*0.95 | 32 | 0 | 0 | 0 | 0 | 0 | 0 | 0 | 0.191 | 0 | 45 | 0.227 | 45 | 53 | 0.274 | 53 | 64 | 0.322 | 64
Revised Cost | SoR Rate+R1 | 40 | 42 | 0 | 42 | 0 | 0.242 | 0 | 57 | 0.289 | 57 | 70 | 0.35 | 70 | 85 | 0.423 | 85 | 120 | 0.502 | 120
|  | 50 | 64 | 0.305 | 64 | 72 | 0.366 | 72 | 89 | 0.445 | 89 | 108 | 0.54 | 108 | 131 | 0.656 | 131 | 156 | 0.778 | 156
|  | 63 | 87 | 0.483 | 87 | 116 | 0.568 | 116 | 142 | 0.709 | 142 | 177 | 0.861 | 177 | 213 | 1.038 | 213 | 250 | 1.221 | 250
|  | 75 | 120 | 0.662 | 120 | 167 | 0.813 | 167 | 205 | 1 | 205 | 250 | 1.22 | 250 | 301 | 1.467 | 301 | 356 | 1.747 | 356
|  | 90 | 172 | 0.96 | 172 | 237 | 1.166 | 237 | 288 | 1.415 | 288 | 358 | 1.747 | 358 | 428 | 2.1 | 428 | 510 | 2.488 | 510
|  | 110 | 256 | 1.439 | 256 | 359 | 1.75 | 359 | 433 | 2.112 | 433 | 528 | 2.589 | 528 | 639 | 3.115 | 639 | 765 | 3.744 | 765
|  | 125 | 327 | 1.849 | 327 | 459 | 2.237 | 459 | 556 | 2.73 | 556 | 681 | 3.336 | 681 | 828 | 4.041 | 828 | 984 | 4.799 | 984
|  | 140 | 408 | 2.292 | 408 | 574 | 2.801 | 574 | 699 | 3.428 | 699 | 853 | 4.178 | 853 | 1040 | 5.07 | 1040 | 1237 | 6.034 | 1237
|  | 160 | 534 | 3.006 | 534 | 753 | 3.674 | 753 | 917 | 4.474 | 917 | 1118 | 5.454 | 1118 | 1355 | 6.611 | 1355 | 1612 | 7.863 | 1612
|  | 180 | 676 | 3.792 | 676 | 947 | 4.617 | 947 | 1151 | 5.613 | 1151 | 1415 | 6.922 | 1415 | 1709 | 8.356 | 1709 | 2037 | 9.933 | 2037
|  | 200 | 826 | 4.642 | 826 | 1173 | 5.721 | 1173 | 1421 | 6.932 | 1421 | 1741 | 8.54 | 1741 | 2108 | 10.306 | 2108 | 2520 | 12.314 | 2520
|  | 225 | 1047 | 5.894 | 1047 | 1482 | 7.229 | 1482 | 1798 | 8.799 | 1798 | 2210 | 10.78 | 2210 | 2674 | 13.043 | 2674 | 3181 | 15.514 | 3181
|  | 250 | 1298 | 7.296 | 1298 | 1828 | 8.914 | 1828 | 2212 | 10.856 | 2212 | 2717 | 13.281 | 2717 | 3302 | 16.103 | 3302 | 3930 | 19.169 | 3930
|  | 280 | 1617 | 9.091 | 1617 | 2282 | 11.168 | 2282 | 2781 | 13.565 | 2781 | 3412 | 16.64 | 3412 | 4137 | 20.179 | 4137 | 4935 | 24.103 | 4935
|  | 315 | 2053 | 11.57 | 2053 | 2877 | 14.035 | 2877 | 3524 | 17.189 | 3524 | 4316 | 21.09 | 4316 | 5235 | 25.535 | 5235 | 6232 | 30.394 | 6232
|  | 355 | 2667 | 14.609 | 2667 | 3505 | 17.914 | 3505 | 4425 | 21.749 | 4425 | 5343 | 26.827 | 5343 | 6460 | 32.402 | 6460 | 7974 | 38.665 | 7974
|  | 400 | 3430 | 18.513 | 3430 | 4585 | 22.723 | 4585 | 5783 | 27.677 | 5783 | 6972 | 34.01 | 6972 | 9035 | 41.127 | 9035 | 10294 | 49.074 | 10294
|  | 450 | 4391 | 23.515 | 4391 | 5716 | 28.736 | 5716 | 7221 | 34.962 | 7221 | 8721 | 42.953 | 8721 | 11424 | 52.065 | 11424 | 13006 | 62.006 | 13006
|  | 500 | 5391 | 28.978 | 5391 | 7061 | 35.455 | 7061 | 8909 | 43.228 | 8909 | 10761 | 53 | 10761 | 14115 | 64.231 | 14115 | 16137 | 76.621 | 16137
|  | 560 | 6685 | 36.286 | 6685 | 8280 | 44.373 | 8280 | 10442 | 54.115 | 10442 | 12552 | 66.492 | 12552 | 16009 | 80.582 | 16009 |  | 96.159 | 0
|  | 630 | 8456 | 45.935 | 8456 | 10440 | 56.054 | 10440 | 13209 | 68.51 | 13209 | 15900 | 84.203 | 15900 | 19117 | 101.911 | 19117 |  | 121.504 | 0
|  | 710 | 10745 | 58.341 | 10745 | 13296 | 71.372 | 13296 | 16752 | 86.906 | 16752 | 20196 | 106.951 | 20196 |  | 129.436 | 0 |  | 154.338 | 0
|  | 800 | 13600 | 73.835 | 13600 | 16862 | 90.465 | 16862 | 21271 | 110.394 | 21271 | 25721 | 135.64 | 25721 |  | 164.317 | 0 |  | 195.931 | 0
|  | 900 | 17232 | 93.57 | 17232 | 21360 | 114.465 | 21360 | 26926 | 139.616 | 26926 |  | 171.585 | 0 |  | 207.936 | 0 |  | 247.923 | 0
|  | 1000 | 21222 | 115.367 | 21222 | 26335 | 141.419 | 26335 | 0 | 172.394 | 0 |  | 211.875 | 0 |  | 256.685 | 0 |  | 306.369 | 0
PVC PIPES IS_4985_2000
SoR Rates |  | PVC PIPES
Resin Cost | 105218
Revised Rates |  | Diameter | 4 Kg/Sqcm |  |  | 6 Kg/Sqcm |  |  | 10 Kg/Sqcm
Resin Cost | 105218 |  | SoR Rate | Wt. Pipe | Revised Rate | SoR Rate | Wt. Pipe | Revised Rate | SoR Rate | Wt. Pipe | Revised Rate
R1 | (A2-A1)/1000*M*0.95 | 20 | 0 | 0 | 0 | 0 | 0 | 0 | 19 | 0.109 | 19
Revised Cost | SoR Rate+R1 | 25 | 0 | 0 | 0 | 0 | 0 | 0 | 29 | 0.168 | 29
|  | 32 | 0 | 0 | 0 | 0 | 0 | 0 | 44 | 0.27 | 44
|  | 40 | 0 | 0 | 0 | 42 | 0.276 | 42 | 67 | 0.413 | 67
|  | 50 | 0 | 0 | 0 | 61 | 0.411 | 61 | 104 | 0.643 | 104
|  | 63 | 68 | 0.468 | 68 | 98 | 0.666 | 98 | 146 | 1.011 | 146
|  | 75 | 97 | 0.656 | 97 | 134 | 0.924 | 134 | 212 | 1.44 | 212
|  | 90 | 135 | 0.925 | 135 | 193 | 1.323 | 193 | 300 | 2.035 | 300
|  | 110 | 195 | 1.325 | 195 | 280 | 1.905 | 280 | 450 | 3.066 | 450
|  | 125 | 256 | 1.724 | 256 | 360 | 2.514 | 360 | 585 | 3.934 | 585
|  | 140 | 319 | 2.146 | 319 | 460 | 3.12 | 460 | 726 | 4.911 | 726
|  | 160 | 419 | 2.803 | 419 | 594 | 4.018 | 594 | 953 | 6.423 | 953
|  | 180 | 535 | 3.586 | 535 | 765 | 5.141 | 765 | 1217 | 8.103 | 1217
|  | 200 | 649 | 4.337 | 649 | 934 | 6.361 | 934 | 1485 | 10.016 | 1485
|  | 225 | 876 | 5.52 | 876 | 1267 | 7.987 | 1267 | 2013 | 12.694 | 2013
|  | 250 | 1016 | 6.684 | 1016 | 1531 | 9.9 | 1531 | 2424 | 15.688 | 2424
|  | 280 | 1315 | 8.466 | 1315 | 1931 | 12.421 | 1931 | 3054 | 19.643 | 3054
|  | 315 | 1669 | 10.697 | 1669 | 2450 | 15.745 | 2450 | 3866 | 24.767 | 3866
|  | 355 | 2176 | 13.611 | 2176 | 3158 | 19.826 | 3158 | 0 | 31.651 | 0
|  | 400 | 2744 | 17.179 | 2744 | 4019 | 25.195 | 4019 | 0 | 39.986 | 0
CENTRIFUGALLY CAST (SPUN) IRON PRESSURE PIPES IS_1536_1989
SoR Rates |  | CENTRIFUGALLY CAST (SPUN) IRON PRESSURE PIPES
Pig Iron | 52000
Revised Rates |  | Diameter | LA |  |  | A |  |  | B
Pig Iron | 52000 |  | SoR Rate | Wt. Pipe | Revised Rate | SoR Rate | Wt. Pipe | Revised Rate | SoR Rate | Wt. Pipe | Revised Rate
RP | (R2-R1)/1000*M*1 | 80 | 1132 | 16 | 1132 | 1231 | 17.38 | 1231 | 1314 | 18.64 | 1314
Revised Cost | SoR Rate+RP | 100 | 1401 | 19.82 | 1401 | 1543 | 21.82 | 1543 | 1647 | 23.27 | 1647
|  | 125 | 1813 | 25.82 | 1813 | 1982 | 28.18 | 1982 | 2131 | 30.36 | 2131
|  | 150 | 2209 | 32.18 | 2209 | 2420 | 35.27 | 2420 | 2601 | 38 | 2601
|  | 200 | 3229 | 47.09 | 3229 | 3503 | 51.09 | 3503 | 3783 | 55.27 | 3783
|  | 250 | 4352 | 63.45 | 4352 | 4738 | 69.09 | 4738 | 5113 | 74.73 | 5113
|  | 300 | 5612 | 81.82 | 5612 | 6135 | 89.45 | 6135 | 6633 | 96.91 | 6633
|  | 350 | 7070 | 103.09 | 7070 | 7668 | 111.82 | 7668 | 8299 | 121.27 | 8299
|  | 400 | 8604 | 125.45 | 8604 | 9402 | 137.09 | 9402 | 10128 | 148 | 10128
|  | 450 | 10376 | 151.27 | 10376 | 11399 | 166.18 | 11399 | 12268 | 179.27 | 12268
|  | 500 | 12145 | 177.09 | 12145 | 13232 | 192.91 | 13232 | 14282 | 208.73 | 14282
|  | 600 | 16186 | 236 | 16186 | 17670 | 257.64 | 17670 | 19096 | 279.09 | 19096
|  | 700 | 20890 | 304.55 | 20890 | 22821 | 332.73 | 22821 | 24596 | 359.45 | 24596
|  | 750 | 23393 | 341.09 | 23393 | 25578 | 372.91 | 25578 | 27683 | 404.55 | 27683
|  | 800 | 26187 | 381.82 | 26187 | 28534 |  | 28534 | 30794 |  | 30794
|  | 900 | 31898 | 465 | 31898 | 34802 |  | 34802 | 37621 |  | 37621
|  | 1000 | 38321 | 558.73 | 38321 | 41863 |  | 41863 | 45118 |  | 45118
DUCTILE IRON PRESSURE PIPES IS_8329_2000
SoR Rates |  | DUCTILE IRON PRESSURE PIPES | SOCKET SPIGOT ENDS | [5 empty] | PLAIN ENDS | [5 empty] | FLANGED (WELDED) ENDS
Pig Iron | 52000 |  | K7 |  |  | K9 |  |  | K7 |  |  | K9 |  |  | K9
Revised Rates |  | Diameter | Length - 4, 5, 5.5, 6 mtr |  |  | Length - 4, 5, 5.5, 6 mtr |  |  | Length - 4, 5, 5.5, 6 mtr |  |  | Length - 4, 5, 5.5, 6 mtr |  |  | Length - 1.00 mtr |  |  | Length - 2.00 mtr |  |  | Length - 3.00 mtr |  |  | Length - 4.00 mtr |  |  | Length - 5.00 mtr
Pig Iron | 52000 |  | SoR Rate | Wt. Pipe | Revised Rate | SoR Rate | Wt. Pipe | Revised Rate | SoR Rate | Wt. Pipe | Revised Rate | SoR Rate | Wt. Pipe | Revised Rate | SoR Rate | Wt. Pipe | Revised Rate | SoR Rate | Wt. Pipe | Revised Rate | SoR Rate | Wt. Pipe | Revised Rate | SoR Rate | Wt. Pipe | Revised Rate | SoR Rate | Wt. Pipe | Revised Rate
RP | (R2-R1)/1000*M*0.96 | 80 | 912 | 10.91 | 912 | 1081 | 12.91 | 1081 | 0 | 0 | 0 | 0 | 0 | 0 | 3380 | 18.2 | 3380 | 4370 | 30.4 | 4370 | 5324 | 42.6 | 5324 | 6160 | 54.8 | 6160 | 8449 | 67 | 8449
Revised Cost | SoR Rate+RP | 100 | 1087 | 13.27 | 1087 | 1300 | 16 | 1300 | 975 | 12.5 | 975 | 1237 | 15.1 | 1237 | 3734 | 21.7 | 3734 | 4874 | 36.8 | 4874 | 6010 | 51.9 | 6010 | 7150 | 67 | 7150 | 9443 | 82.1 | 9443
|  | 150 | 1571 | 19.64 | 1571 | 1942 | 24.18 | 1942 | 1440 | 18.3 | 1440 | 1832 | 22.8 | 1832 | 5975 | 32.6 | 5975 | 8099 | 55.4 | 8099 | 8762 | 78.2 | 8762 | 9383 | 101 | 9383 | 13009 | 123.8 | 13009
|  | 200 | 2131 | 25.82 | 2131 | 2587 | 32.55 | 2587 | 1976 | 24 | 1976 | 2480 | 30.6 | 2480 | 7969 | 44.2 | 7969 | 10747 | 74.8 | 10747 | 11397 | 105.4 | 11397 | 12540 | 136 | 12540 | 17093 | 166.6 | 17093
|  | 250 | 2836 | 34 | 2836 | 3427 | 42.73 | 3427 | 2573 | 31.5 | 2573 | 3287 | 40.2 | 3287 | 10421 | 59.4 | 10421 | 14310 | 99.6 | 14310 | 15887 | 139.8 | 15887 | 16888 | 180 | 16888 | 23167 | 220.2 | 23167
|  | 300 | 3615 | 43.09 | 3615 | 4372 | 54.18 | 4372 | 3381 | 39.7 | 3381 | 4190 | 50.8 | 4190 | 13398 | 76.4 | 13398 | 18346 | 127.2 | 18346 | 20922 | 178 | 20922 | 21955 | 228.8 | 21955 | 29837 | 279.6 | 29837
|  | 350 | 4633 | 53.64 | 4633 | 5521 | 67.45 | 5521 | 4256 | 49.4 | 4256 | 5208 | 63.2 | 5208 | 17271 | 91.4 | 17271 | 22508 | 154.6 | 22508 | 27973 | 217.8 | 27973 | 32580 | 281 | 32580 | 40062 | 344.2 | 40062
|  | 400 | 5556 | 64.36 | 5556 | 6590 | 80.91 | 6590 | 5133 | 59 | 5133 | 6271 | 75.5 | 6271 | 23363 | 108.1 | 23363 | 30365 | 183.6 | 30365 | 37521 | 259.1 | 37521 | 40599 | 334.6 | 40599 | 48769 | 410.1 | 48769
|  | 450 | 6702 | 75.82 | 6702 | 7943 | 96.36 | 7943 | 6120 | 69.2 | 6120 | 7419 | 89.8 | 7419 | 27595 | 127.8 | 27595 | 36723 | 217.6 | 36723 | 45296 | 307.4 | 45296 | 50902 | 397.2 | 50902 | 60012 | 487 | 60012
|  | 500 | 7895 | 89.09 | 7895 | 9164 | 112 | 9164 | 7281 | 81.4 | 7281 | 8814 | 104.3 | 8814 | 30997 | 147.9 | 30997 | 40754 | 252.2 | 40754 | 50557 | 356.5 | 50557 | 60114 | 460.8 | 60114 | 70116 | 565.1 | 70116
|  | 600 | 10574 | 117.82 | 10574 | 12212 | 147.82 | 12212 | 9620 | 107 | 9620 | 11415 | 137.3 | 11415 | 40632 | 198.9 | 40632 | 52802 | 336.2 | 52802 | 65498 | 473.5 | 65498 | 77533 | 610.8 | 77533 | 90344 | 748.1 | 90344
|  | 700 | 13447 | 150 | 13447 | 15429 | 188.36 | 15429 | 12627 | 135.7 | 12627 | 14476 | 173.9 | 14476 | 50866 | 254.9 | 50866 | 66917 | 428.8 | 66917 | 82213 | 602.7 | 82213 | 98155 | 776.6 | 98155 | 110408 | 950.5 | 110408
|  | 750 | 15188 | 166.91 | 15188 | 17484 | 211.45 | 17484 | 14101 | 150.5 | 14101 | 16181 | 194.9 | 16181 | 0 | 0 | 0 | 0 | 0 | 0 | 101018 | 0 | 101018 | 0 | 0 | 0 | 137375 | 0 | 137375
|  | 800 | 16695 | 186.55 | 16695 | 19056 | 233.82 | 19056 | 15617 | 167.9 | 15617 | 17880 | 215.2 | 17880 | 62816 | 325.2 | 62816 | 81209 | 540.4 | 81209 | 122184 | 755.6 | 122184 | 118876 | 970.8 | 118876 | 166997 | 1186 | 166997
|  | 900 | 20535 | 226.55 | 20535 | 23391 | 283.82 | 23391 | 18899 | 203 | 18899 | 21602 | 260.2 | 21602 | 77995 | 388.2 | 77995 | 100559 | 648.4 | 100559 | 149989 | 908.6 | 149989 | 145393 | 1168.8 | 145393 | 204496 | 1429 | 204496
|  | 1000 | 24233 | 270.55 | 24233 | 27545 | 338.55 | 27545 | 22449 | 241.3 | 22449 | 25703 | 309.3 | 25703 | 95243 | 471.3 | 95243 | 123736 | 780.6 | 123736 | 206346 | 1089.9 | 206346 | 177024 | 1399.2 | 177024 | 262660 | 1708.5 | 262660
|  | 1100 | 0 |  | 0 | 30137 | 399.09 | 30137 | 0 | 0 | 0 | 27861 | 362.8 | 27861 | 135111 | 564.8 | 135111 | 172644 | 927.6 | 172644 | #REF! | 1290.4 | #REF! | 230209 | 1653.2 | 230209 | #REF! | 2016 | #REF!
|  | 1200 | 0 |  | 0 | 35200 | 463.27 | 35200 | 0 | 0 | 0 | 29860 | 420.1 | 29860 |  |  | 0 |  |  | 0 |  |  | 0 |  |  | 0 |  |  | 0
Cast Iron Pipes, Fittings & CID Joints
SoR Rates
Pir Iron | 52000 | CI Fittings & CID Joints | 71.87 | 71.87
Coke | 40105
Revised Rates
Pir Iron | 52000
Coke | 40105
Rate | For +/- Rs. 1000/- in the Cost of Raw Material
Pir Iron | +/- Per Kg is 3.43%
Coke | +/- Per Kg is 0.67%

## ew M&M
Data based on Common SoR 2023-24
[7 empty] | MA | 0%
| Earthwork excavation in all soils upto SDR using 2/3 machinery and 1/3rd manual labour | [11 empty] | Common SSR | SoR 2023-24
|  | Rate Analysis : | Rate | Add: LI 13% | Total | Sand for bedding/encasing: |  |  | Rate |  | Earth work classification : |  |  |  | Rate/cum
| 1 | E/W Rate -using machinery | 108.4508 | - | 108.4508 | Cost of sand for filling |  | - | 460 | 1 | Sand or Loose soils wet sand(8b)
| 2 | Diff. of 20a & 20b (of 8,9,12,13) |  | 0 | 0 | Conveyance charges |  | 22 | 315.4 | 2 | Loamy clayey soils like BC and OG soils (9b)
| 3 | Cost of refilling | included in e/w |  | 0 | Seignorage charges |  | deleted | 0 | 3 | Slushy Soils (10b)
| 4 | Cost of sand filling | 804.3333 | - | 804.3333 | Filling charges |  | - | 28.9333 | 4 | Clayey Soils(11b)
| 5 | E/W rate - manual(as per Std. data) | 203.84 |  | 203.84 | Deduct stacking |  | deleted |  | 5 | Hard gravelly soils (12b)
[6 empty] | Add: MA on filling charges |  |  | 0 | 6 | Mixture of gravel and SDR (13b)
|  | E/w rate for 2/3rd machinery & 1/3rd manual |  | 140.25 | /cum |  |  | Total: | 804.3333 |  |  |  |  | Total: | 203.84 | ch.11
= 108.45 x 2/3 + 203.84 x 1/3 =
|  | Extra Allowance for trench cutting |  | 75% | [9 empty] | Add LA & LI at 13%
[14 empty] | Manual earth work rate - per cum: | 203.84
PVC pipes - Earth work
1 | Earth work excavation in all soils upto SDR except hard rock requiring blasting for P.V.C pipes with 150 mm thick sand cushion and filling with excavated soils including laying jointing testing of pipe line but excluding cost of materials etc. complete
| Trench size |  | 0.70m x 1.00m | [5 empty] | 0.80m x 1.10m |  |  | 0.90m x 1.20m
| Pipe dia in mm = |  | 63 | 75 | 90 | 110 | 125 | 140 | 160 | 180 | 200 | 225 | 250 | 280 | 315
1 | Earth work |  | 98.18 | 98.18 | 98.18 | 98.18 | 98.18 | 98.18 | 123.42 | 123.42 | 123.42 | 151.47 | 151.47 | 151.47 | 151.47
2 | Extra allowance at 75% |  | 35.67 | 35.67 | 35.67 | 35.67 | 35.67 | 35.67 | 44.84 | 44.84 | 44.84 | 55.04 | 55.04 | 55.04 | 55.04
3 | Sand cushion cost |  | 84.46 | 84.46 | 84.46 | 84.46 | 84.46 | 84.46 | 96.52 | 96.52 | 96.52 | 108.59 | 108.59 | 108.59 | 108.59
4 | Refilling charges |  | 0 | 0 | 0 | 0 | 0 | 0 | 0 | 0 | 0 | 0 | 0 | 0 | 0
5 | Lowering, Laying, Jointing & HF testing |  | 10.21 | 12.15 | 14.58 | 17.82 | 20.25 | 22.68 | 25.92 | 29.16 | 32.4 | 36.45 | 40.5 | 45.36 | 51.03
6 | Add MA |  | 0 | 0 | 0 | 0 | 0 | 0 | 0 | 0 | 0 | 0 | 0 | 0 | 0
|  | Total | 228.52 | 230.46 | 232.89 | 236.13 | 238.56 | 240.99 | 290.7 | 293.94 | 297.18 | 351.55 | 355.6 | 360.46 | 366.13
[21 empty] | in ew | in laying
| HDPE pipes - Earth work | [17 empty] | labour | in machinery | 26.365 | 16.21
2 | Earth work excavation in all soils upto SDR except hard rock requiring blasting for HDPE pipes filling with excavated soils including laying jointing testing of pipe line but excluding cost of materials etc. complete
| Trench size |  | 0.70m x 1.00m | [5 empty] | 0.80m x 1.10m |  |  | 0.90m x 1.20m |  |  |  | 1.0m x 1.40m |  |  |  | given | actual
[20 empty] | 44.59 | 44.59
| Pipe dia in mm = |  | 63 | 75 | 90 | 110 | 125 | 140 | 160 | 180 | 200 | 225 | 250 | 280 | 315 | 355 | 400 | 450 |  | 41.63 | 12.3037
[20 empty] | 86.22 | 16.21
1 | Earth work |  | 98.18 | 98.18 | 98.18 | 98.18 | 98.18 | 98.18 | 123.42 | 123.42 | 123.42 | 151.47 | 151.47 | 151.47 | 151.47 | 196.35 | 196.35 |  |  | 17.244 | 73.1037
2 | Extra allowance |  | 35.67 | 35.67 | 35.67 | 35.67 | 35.67 | 35.67 | 44.84 | 44.84 | 44.84 | 55.04 | 55.04 | 55.04 | 55.04 | 71.34 | 71.34 |  |  | 17.244 | 14.6207 | 7.134 | 21.7547
3 | Refilling charges |  | 0 | 0 | 0 | 0 | 0 | 0 | 0 | 0 | 0 | 0 | 0 | 0 | 0 | 0 | 0 |  |  |  | 2.6233 |  | -4.5107
4 | Laying, Jointing & H F Testing |  | 41.63 | 45.01 | 50.77 | 61.22 | 74.92 | 88.37 | 94.7 | 122.3 | 138.21 | 160.78 | 171.82 | 203.31 | 230.34 | 305.52 | 321 | 356
5 | Add MA |  | 0 | 0 | 0 | 0 | 0 | 0 | 0 | 0 | 0 | 0 | 0 | 0 | 0 | 0 | 0 | 0
|  | Total | 175.48 | 178.86 | 184.62 | 195.07 | 208.77 | 222.22 | 262.96 | 290.56 | 306.47 | 367.29 | 378.33 | 409.82 | 436.85 | 573.21 | 588.69
PSC pipes - Earth work
3 | Earth work excavation in all soils upto SDR except hard rock requiring blasting for PSC pipes and filling with excavated soils including laying jointing testing of pipe line but excluding cost of materials etc. complete
| Trench size |  | 1.0m x 1.4m |  |  | 1.1m x 1.6m | 1.2m x 1.7m | 1.3m x 1.8m | 1.4m x 1.9m | 1.5m x 2.0m | 1.6m x 2.1m
| Pipe dia in mm = |  | 350 | 400 | 450 | 500 | 600 | 700 | 800 | 900 | 1000
1 | Earth work |  | 196.35 | 196.35 | 196.35 | 246.84 | 286.11 | 328.185 | 373.065 | 420.75 | 471.24
2 | Extra allowance |  | 71.34 | 71.34 | 71.34 | 89.69 | 103.96 | 119.25 | 135.55 | 152.88 | 171.23
3 | Refilling charges |  | 0 | 0 | 0 | 0 | 0 | 0 | 0 | 0 | 0
4 | Laying, jointing, testing HFT pressure including cost of ruuber rings, cost of transportation of water and emptying pipe line after completion of field testing. |  | 341 | 368 | 424 | 451 | 556 | 649 | 736 | 805 | 930
5 | Add MA |  | 0 | 0 | 0 | 0 | 0 | 0 | 0 | 0 | 0
5 |  | Total | 608.69 | 635.69 | 691.69 | 787.53 | 946.07 | 1096.44 | 1244.62 | 1378.63 | 1572.47
BWSC pipes - Earth work
4 | Earth work excavation in all soils upto SDR except hard rock requiring blasting for BWSCP pipes and filling with excavated soils including laying jointing testing of pipe line but excluding cost of materials etc. complete
| Trench size |  | 1.0m x 1.4m |  |  | 1.0mx1.40m | 1.1m x 1.6m | 1.2m x 1.7m | 1.3mx 1.8m | 1.4m x 1.9m | 1.5mx 2.0m | 1.6mx 2.1m
| Pipe dia in mm = |  | 300 | 350 | 400 | 450 | 500 | 600 | 700 | 800 | 900 | 1000
1 | Earth work |  | 196.35 | 196.35 | 196.35 | 196.35 | 246.84 | 286.11 | 328.185 | 373.065 | 420.75 | 471.24
2 | Extra allowance |  | 71.34 | 71.34 | 71.34 | 71.34 | 89.69 | 103.96 | 119.25 | 135.55 | 152.88 | 171.23
3 | Refilling charges |  | 0 | 0 | 0 | 0 | 0 | 0 | 0 | 0 | 0 | 0
| Laying, jointing, testing HFT pressure including cost of site welding and fixing of Diapher cloth, cost of transportation of water and emptying pipe line after completion of field testing. |  | 563 | 665 | 745 | 745 | 932 | 1146 | 1335 | 1519 | 1785 | 1973
|  | Add MA | 0 | 0 | 0 | 0 | 0 | 0 | 0 | 0 | 0 | 0
|  | Total | 830.69 | 932.69 | 1012.69 | 1012.69 | 1268.53 | 1536.07 | 1782.44 | 2027.62 | 2358.63 | 2615.47
5 | AC pipes - Earth work
Earth work excavation in all soils upto SDR except hard rock requiring blasting for AC pipes and filling with excavated soils including laying jointing testing of pipe line but excluding cost of materials etc. complete
| Trench size |  | 0.9 x 1.2 |  |  |  | 0.9 x 1.3 |  |  | 1.0 x 1.4 |  |  | 1.1 x 1.6 | 1.2 x 1.7
| Pipe dia in mm = |  | 80 | 100 | 125 | 150 | 200 | 250 | 300 | 350 | 400 | 450 | 500 | 600
1 | Earth work |  | 151.47 | 151.47 | 151.47 | 151.47 | 164.0925 | 164.0925 | 164.0925 | 196.35 | 196.35 | 196.35 | 246.84 | 286.11
2 | Extra allowance |  | 55.04 | 55.04 | 55.04 | 55.04 | 59.62 | 59.62 | 59.62 | 71.34 | 71.34 | 71.34 | 89.69 | 103.96
3 | Sand cushion cost |  | 108.585 | 108.585 | 108.585 | 108.585 | 108.585 | 108.585 | 108.585 | 120.65 | 120.65 | 120.65 | 132.715 | 144.78
4 | Refilling charges |  | 0 | 0 | 0 | 0 | 0 | 0 | 0 | 0 | 0 | 0 | 0 | 0
|  | sub-total | 315.095 | 315.095 | 315.095 | 315.095 | 332.2975 | 332.2975 | 332.2975 | 388.34 | 388.34 | 388.34 | 469.245 | 534.85
5 | Lowering, Laying, jointing, testing HFT pressure including cost of ruuber rings, cost of transportation of water and emptying pipe line after completion of field testing. |  | 63 | 91 | 100 | 119 | 157 | 189 | 231 | 391 | 590 | 717 | 911 | 979
|  | Add MA | 0 | 0 | 0 | 0 | 0 | 0 | 0 | 0 | 0 | 0 | 0 | 0
|  | Total | 378.095 | 406.095 | 415.095 | 434.095 | 489.2975 | 521.2975 | 563.2975 | 779.34 | 978.34 | 1105.34 | 1380.245 | 1513.85
6 | RCC P/E Pipes - Earth work
Earth work excavation in all soils upto SDR except hard rock requiring blasting for RCC pipes and filling with excavated soils including laying jointing testing of pipe line but excluding cost of materials etc. complete
| Trench size |  | 0.9 x 1.3 |  |  | 1.0 x 1.40 |  |  | 1.1 x 1.6 | 1.2 x 1.7 | 1.3 x 1.8 | 1.4 x 1.9 | 1.5 x 2.0 | 1.6 x 2.1
| Pipe dia in mm = |  | 225 | 250 | 300 | 350 | 400 | 450 | 500 | 600 | 700 | 800 | 900 | 1000
| Earth work |  | 164.0925 | 164.0925 | 164.0925 | 196.35 | 196.35 | 196.35 | 246.84 | 286.11 | 328.185 | 373.065 | 420.75 | 471.24
| Extra allowance |  | 59.62 | 59.62 | 59.62 | 71.34 | 71.34 | 71.34 | 89.69 | 103.96 | 119.25 | 135.55 | 152.88 | 171.23
| Sand cushion cost |  | 108.585 | 108.585 | 108.585 | 120.65 | 120.65 | 120.65 | 132.715 | 144.78 | 156.845 | 168.91 | 180.975 | 193.04
| Refilling charges |  | 0 | 0 | 0 | 0 | 0 | 0 | 0 | 0 | 0 | 0 | 0 | 0
| Lowering, Laying, jointing, testing HFT pressure including cost of ruuber rings, cost of transportation of water and emptying pipe line after completion of field testing. |  | 258.84 | 287.6 | 345.12 | 402.64 | 460.16 | 517.68 | 575.2 | 690.24 | 805.28 | 920.32 | 1035.36 | 1150.4
| Add MA |  | 0 | 0 | 0 | 0 | 0 | 0 | 0 | 0 | 0 | 0 | 0 | 0
| Total |  | 591.1375 | 619.8975 | 677.4175 | 790.98 | 848.5 | 906.02 | 1044.445 | 1225.09 | 1409.56 | 1597.845 | 1789.965 | 1985.91
7 | RCC S/S Pipes - Earth work
Earth work excavation in all soils upto SDR except hard rock requiring blasting for RCC pipes and filling with excavated soils including laying jointing testing of pipe line but excluding cost of materials etc. complete
| Trench size |  | 0.9 x 1.3 |  |  | 1.0 x 1.40 |  |  | 1.1 x 1.6 | 1.2 x 1.7 | 1.3 x 1.8 | 1.4 x 1.9 | 1.5 x 2.0 | 1.6 x 2.1
| Pipe dia in mm = |  | 225 | 250 | 300 | 350 | 400 | 450 | 500 | 600 | 700 | 800 | 900 | 1000
| Earth work |  | 164.0925 | 164.0925 | 164.0925 | 196.35 | 196.35 | 196.35 | 246.84 | 286.11 | 328.185 | 373.065 | 420.75 | 471.24
| Extra allowance |  | 59.62 | 59.62 | 59.62 | 71.34 | 71.34 | 71.34 | 89.69 | 103.96 | 119.25 | 135.55 | 152.88 | 171.23
| Sand cushion cost |  | 108.585 | 108.585 | 108.585 | 120.65 | 120.65 | 120.65 | 132.715 | 144.78 | 156.845 | 168.91 | 180.975 | 193.04
| Refilling charges |  | 0 | 0 | 0 | 0 | 0 | 0 | 0 | 0 | 0 | 0 | 0 | 0
| Lowering, Laying, jointing, testing HFT pressure including cost of ruuber rings, cost of transportation of water and emptying pipe line after completion of field testing. |  | 121.51 | 123.18 | 135.82 | 149.17 | 165.93 | 180.91 | 194.82 | 209.01 | 280.4 | 335 | 370.6 | 441
| Add MA |  | 0 | 0 | 0 | 0 | 0 | 0 | 0 | 0 | 0 | 0 | 0 | 0
| Total |  | 453.8075 | 455.4775 | 468.1175 | 537.51 | 554.27 | 569.25 | 664.065 | 743.86 | 884.68 | 1012.525 | 1125.205 | 1276.51
Note on D53: DEE: From SSR
Note on D66: DEE: From SSR
Note on D79: DEE: From SSR
Note on J7: to be changed based on the corresponding lead from master copy
Note on R40: DEE: From SSR
Note on S40: DEE: From SSR

## ew Total Manual
Data based on Common SoR 2023-24
[7 empty] | MA | 20%
| Earthwork excavation in all soils upto SDR using total manual labour | [11 empty] | Common SSR | SoR 2023-24
|  | Rate Analysis : | Rate | Add: LI 13% | Total | Sand for bedding/encasing: |  |  | Rate |  | Earth work classification : |  |  |  | Rate/cum
| 1 | E/W Rate -using machinery | 108.4508 | - | 108.4508 | Cost of sand for filling |  | - | 460 | 1 | Sand or Loose soils wet sand(8b) | [5 empty] | Manual rate is corrected for PVC, HDPE, AC pipes only
| 2 | Diff. of 20a & 20b (of 8,9,12,13) |  | 0 | 0 | Conveyance charges |  | 20 | 258.7 | 2 | Loamy clayey soils like BC and OG soils (9b)
| 3 | Cost of refilling | included in e/w |  | 0 | Seignorage charges |  | deleted | 0 | 3 | Slushy Soils (10b)
| 4 | Cost of sand filling | 753.42 | - | 753.42 | Filling charges |  | - | 28.9333 | 4 | Clayey Soils(11b)
| 5 | E/W rate - manual(as per Std. data) | 203.84 |  | 203.84 | Deduct stacking |  | deleted |  | 5 | Hard gravelly soils (12b)
[6 empty] | Add: MA on filling charges |  |  | 5.7867 | 6 | Mixture of gravel and SDR (13b)
|  | E/w rate for total manual |  | 203.84 | /cum |  |  | Total: | 753.42 |  |  |  |  | Total: | 203.84 | ch.11
|  | Extra Allowance for trench cutting |  | 75% | [9 empty] | Add LA & LI at 13%
[14 empty] | Manual earth work rate - per cum: | 203.84
PVC pipes - Earth work
1 | Earth work excavation in all soils upto SDR except hard rock requiring blasting for P.V.C pipes with 150 mm thick sand cushion and filling with excavated soils including laying jointing testing of pipe line but excluding cost of materials etc. complete
| Trench size |  | 0.70m x 1.00m | [5 empty] | 0.80m x 1.10m |  |  | 0.90m x 1.20m
| Pipe dia in mm = |  | 63 | 75 | 90 | 110 | 125 | 140 | 160 | 180 | 200 | 225 | 250 | 280 | 315
1 | Earth work |  | 142.69 | 142.69 | 142.69 | 142.69 | 142.69 | 142.69 | 179.38 | 179.38 | 179.38 | 220.15 | 220.15 | 220.15 | 220.15
2 | Extra allowance at 75% |  | 107.0175 | 107.0175 | 107.0175 | 107.0175 | 107.0175 | 107.0175 | 134.535 | 134.535 | 134.535 | 165.1125 | 165.1125 | 165.1125 | 165.1125
3 | Sand cushion cost |  | 79.11 | 79.11 | 79.11 | 79.11 | 79.11 | 79.11 | 90.41 | 90.41 | 90.41 | 101.71 | 101.71 | 101.71 | 101.71
4 | Refilling charges |  | 0 | 0 | 0 | 0 | 0 | 0 | 0 | 0 | 0 | 0 | 0 | 0 | 0
5 | Lowering, Laying, Jointing & HF testing |  | 10.21 | 12.15 | 14.58 | 17.82 | 20.25 | 22.68 | 25.92 | 29.16 | 32.4 | 36.45 | 40.5 | 45.36 | 51.03
6 | Add MA |  | 30.5796 | 30.9676 | 31.4536 | 32.1016 | 32.5876 | 33.0736 | 41.0598 | 41.7078 | 42.3558 | 51.3194 | 52.1294 | 53.1014 | 54.2354
|  | Total | 369.61 | 371.94 | 374.85 | 378.74 | 381.66 | 384.57 | 471.3 | 475.19 | 479.08 | 574.74 | 579.6 | 585.43 | 592.24
HDPE pipes - Earth work
2 | Earth work excavation in all soils upto SDR except hard rock requiring blasting for HDPE pipes filling with excavated soils including laying jointing testing of pipe line but excluding cost of materials etc. complete
| Trench size |  | 0.70m x 1.00m | [5 empty] | 0.80m x 1.10m |  |  | 0.90m x 1.20m |  |  |  | 1.0m x 1.40m
| Pipe dia in mm = |  | 63 | 75 | 90 | 110 | 125 | 140 | 160 | 180 | 200 | 225 | 250 | 280 | 315 | 355 | 400 | 450
1 | Earth work |  | 142.69 | 142.69 | 142.69 | 142.69 | 142.69 | 142.69 | 179.38 | 179.38 | 179.38 | 220.15 | 220.15 | 220.15 | 220.15 | 285.38 | 285.38
2 | Extra allowance |  | 107.0175 | 107.0175 | 107.0175 | 107.0175 | 107.0175 | 107.0175 | 134.535 | 134.535 | 134.535 | 165.1125 | 165.1125 | 165.1125 | 165.1125 | 214.035 | 214.035
3 | Refilling charges |  | 0 | 0 | 0 | 0 | 0 | 0 | 0 | 0 | 0 | 0 | 0 | 0 | 0 | 0 | 0
4 | Laying, Jointing & H F Testing |  | 41.63 | 45.01 | 50.77 | 61.22 | 74.92 | 88.37 | 94.7 | 122.3 | 138.21 | 160.78 | 171.82 | 203.31 | 230.34 | 305.52 | 321 | 356
5 | Add MA |  | 36.8636 | 37.5396 | 38.6916 | 40.7816 | 43.5216 | 46.2116 | 54.8158 | 60.3358 | 63.5178 | 76.1854 | 78.3934 | 84.6914 | 90.0974 | 105.1334 | 108.2294 | 115.2294
|  | Total | 328.2 | 332.26 | 339.17 | 351.71 | 368.15 | 384.29 | 463.43 | 496.55 | 515.64 | 622.23 | 635.48 | 673.26 | 705.7 | 910.07 | 928.64
PSC pipes - Earth work
3 | Earth work excavation in all soils upto SDR except hard rock requiring blasting for PSC pipes and filling with excavated soils including laying jointing testing of pipe line but excluding cost of materials etc. complete
| Trench size |  | 1.0m x 1.4m |  |  | 1.1m x 1.6m | 1.2m x 1.7m | 1.3m x 1.8m | 1.4m x 1.9m | 1.5m x 2.0m | 1.6m x 2.1m
| Pipe dia in mm = |  | 350 | 400 | 450 | 500 | 600 | 700 | 800 | 900 | 1000
1 | Earth work |  | 285.376 | 285.376 | 285.376 | 358.7584 | 415.8336 | 476.9856 | 542.2144 | 611.52 | 684.9024
2 | Extra allowance |  | 214.032 | 214.032 | 214.032 | 269.0688 | 311.8752 | 357.7392 | 406.6608 | 458.64 | 513.6768
3 | Refilling charges |  | 0 | 0 | 0 | 0 | 0 | 0 | 0 | 0 | 0
4 | Laying, jointing, testing HFT pressure including cost of ruuber rings, cost of transportation of water and emptying pipe line after completion of field testing. |  | 341 | 368 | 424 | 451 | 556 | 649 | 736 | 805 | 930
5 | Add MA |  | 168.0816 | 173.4816 | 184.6816 | 215.7654 | 256.7418 | 296.745 | 336.975 | 375.032 | 425.7158
5 |  | Total | 1008.49 | 867.41 | 923.41 | 1078.83 | 1283.71 | 1483.72 | 1684.88 | 1875.16 | 2128.58
BWSC pipes - Earth work
4 | Earth work excavation in all soils upto SDR except hard rock requiring blasting for BWSCP pipes and filling with excavated soils including laying jointing testing of pipe line but excluding cost of materials etc. complete
| Trench size |  | 1.0m x 1.4m |  |  | 1.0mx1.40m | 1.1m x 1.6m | 1.2m x 1.7m | 1.3mx 1.8m | 1.4m x 1.9m | 1.5mx 2.0m | 1.6mx 2.1m
| Pipe dia in mm = |  | 300 | 350 | 400 | 450 | 500 | 600 | 700 | 800 | 900 | 1000
1 | Earth work |  | 285.376 | 285.376 | 285.376 | 285.376 | 358.7584 | 415.8336 | 476.9856 | 542.2144 | 611.52 | 684.9024
2 | Extra allowance |  | 214.032 | 214.032 | 214.032 | 214.032 | 269.0688 | 311.8752 | 357.7392 | 406.6608 | 458.64 | 513.6768
3 | Refilling charges |  | 0 | 0 | 0 | 0 | 0 | 0 | 0 | 0 | 0 | 0
| Laying, jointing, testing HFT pressure including cost of site welding and fixing of Diapher cloth, cost of transportation of water and emptying pipe line after completion of field testing. |  | 563 | 665 | 745 | 745 | 932 | 1146 | 1335 | 1519 | 1785 | 1973
|  | Add MA | 131.6251 | 152.0251 | 168.0251 | 168.0251 | 210.3172 | 256.9222 | 298.799 | 339.9476 | 397.768 | 440.2602
|  | Total | 1194.03 | 1316.43 | 1412.43 | 1412.43 | 1770.14 | 2130.63 | 2468.52 | 2807.82 | 3252.93 | 3611.84
5 | AC pipes - Earth work
Earth work excavation in all soils upto SDR except hard rock requiring blasting for AC pipes and filling with excavated soils including laying jointing testing of pipe line but excluding cost of materials etc. complete
| Trench size |  | 0.9 x 1.2 |  |  |  | 0.9 x 1.3 |  |  | 1.0 x 1.4 |  |  | 1.1 x 1.6 | 1.2 x 1.7
| Pipe dia in mm = |  | 80 | 100 | 125 | 150 | 200 | 250 | 300 | 350 | 400 | 450 | 500 | 600
1 | Earth work |  | 220.1472 | 220.1472 | 220.1472 | 220.1472 | 238.4928 | 238.4928 | 238.4928 | 285.376 | 285.376 | 285.376 | 358.7584 | 415.8336
2 | Extra allowance |  | 165.1104 | 165.1104 | 165.1104 | 165.1104 | 178.8696 | 178.8696 | 178.8696 | 214.032 | 214.032 | 214.032 | 269.0688 | 311.8752
3 | Sand cushion cost |  | 101.7117 | 101.7117 | 101.7117 | 101.7117 | 101.7117 | 101.7117 | 101.7117 | 113.013 | 113.013 | 113.013 | 124.3143 | 135.6156
4 | Refilling charges |  | 0 | 0 | 0 | 0 | 0 | 0 | 0 | 0 | 0 | 0 | 0 | 0
|  | sub-total | 486.9693 | 486.9693 | 486.9693 | 486.9693 | 519.0741 | 519.0741 | 519.0741 | 612.421 | 612.421 | 612.421 | 752.1415 | 863.3244
5 | Lowering, Laying, jointing, testing HFT pressure including cost of ruuber rings, cost of transportation of water and emptying pipe line after completion of field testing. |  | 63 | 91 | 100 | 119 | 157 | 189 | 231 | 391 | 590 | 717 | 911 | 979
|  | Add MA | 27.2765 | 32.8765 | 34.6765 | 38.4765 | 47.2995 | 53.6995 | 62.0995 | 97.2251 | 137.0251 | 162.4251 | 206.1172 | 223.5222
|  | Total | 577.2458 | 610.8458 | 621.6458 | 644.4458 | 723.3736 | 761.7736 | 812.1736 | 1100.6461 | 1339.4461 | 1491.8461 | 1869.2587 | 2065.8466
6 | RCC P/E Pipes - Earth work
Earth work excavation in all soils upto SDR except hard rock requiring blasting for RCC pipes and filling with excavated soils including laying jointing testing of pipe line but excluding cost of materials etc. complete
| Trench size |  | 0.9 x 1.3 |  |  | 1.0 x 1.40 |  |  | 1.1 x 1.6 | 1.2 x 1.7 | 1.3 x 1.8 | 1.4 x 1.9 | 1.5 x 2.0 | 1.6 x 2.1
| Pipe dia in mm = |  | 225 | 250 | 300 | 350 | 400 | 450 | 500 | 600 | 700 | 800 | 900 | 1000
| Earth work |  | 238.4928 | 238.4928 | 238.4928 | 285.376 | 285.376 | 285.376 | 358.7584 | 415.8336 | 476.9856 | 542.2144 | 611.52 | 684.9024
| Extra allowance |  | 178.8696 | 178.8696 | 178.8696 | 214.032 | 214.032 | 214.032 | 269.0688 | 311.8752 | 357.7392 | 406.6608 | 458.64 | 513.6768
| Sand cushion cost |  | 101.7117 | 101.7117 | 101.7117 | 113.013 | 113.013 | 113.013 | 124.3143 | 135.6156 | 146.9169 | 158.2182 | 169.5195 | 180.8208
| Refilling charges |  | 0 | 0 | 0 | 0 | 0 | 0 | 0 | 0 | 0 | 0 | 0 | 0
| Lowering, Laying, jointing, testing HFT pressure including cost of ruuber rings, cost of transportation of water and emptying pipe line after completion of field testing. |  | 258.84 | 287.6 | 345.12 | 402.64 | 460.16 | 517.68 | 575.2 | 690.24 | 805.28 | 920.32 | 1035.36 | 1150.4
| Add MA |  | 155.5828 | 161.3348 | 172.8388 | 203.0122 | 214.5162 | 226.0202 | 265.4683 | 310.7129 | 357.3843 | 405.4827 | 455.0079 | 505.96
| Total |  | 933.4969 | 968.0089 | 1037.0329 | 1218.0732 | 1287.0972 | 1356.1212 | 1592.8098 | 1864.2773 | 2144.306 | 2432.8961 | 2730.0474 | 3035.76
7 | RCC S/S Pipes - Earth work
Earth work excavation in all soils upto SDR except hard rock requiring blasting for RCC pipes and filling with excavated soils including laying jointing testing of pipe line but excluding cost of materials etc. complete
| Trench size |  | 0.9 x 1.3 |  |  | 1.0 x 1.40 |  |  | 1.1 x 1.6 | 1.2 x 1.7 | 1.3 x 1.8 | 1.4 x 1.9 | 1.5 x 2.0 | 1.6 x 2.1
| Pipe dia in mm = |  | 225 | 250 | 300 | 350 | 400 | 450 | 500 | 600 | 700 | 800 | 900 | 1000
| Earth work |  | 238.4928 | 238.4928 | 238.4928 | 285.376 | 285.376 | 285.376 | 358.7584 | 415.8336 | 476.9856 | 542.2144 | 611.52 | 684.9024
| Extra allowance |  | 178.8696 | 178.8696 | 178.8696 | 214.032 | 214.032 | 214.032 | 269.0688 | 311.8752 | 357.7392 | 406.6608 | 458.64 | 513.6768
| Sand cushion cost |  | 101.7117 | 101.7117 | 101.7117 | 113.013 | 113.013 | 113.013 | 124.3143 | 135.6156 | 146.9169 | 158.2182 | 169.5195 | 180.8208
| Refilling charges |  | 0 | 0 | 0 | 0 | 0 | 0 | 0 | 0 | 0 | 0 | 0 | 0
| Lowering, Laying, jointing, testing HFT pressure including cost of ruuber rings, cost of transportation of water and emptying pipe line after completion of field testing. |  | 121.51 | 123.18 | 135.82 | 149.17 | 165.93 | 180.91 | 194.82 | 209.01 | 280.4 | 335 | 370.6 | 441
| Add MA |  | 128.1168 | 128.4508 | 130.9788 | 152.3182 | 155.6702 | 158.6662 | 189.3923 | 214.4669 | 252.4083 | 288.4187 | 322.0559 | 364.08
| Total |  | 768.7009 | 770.7049 | 785.8729 | 913.9092 | 934.0212 | 951.9972 | 1136.3538 | 1286.8013 | 1514.45 | 1730.5121 | 1932.3354 | 2184.48
Note on D53: DEE: From SSR
Note on D66: DEE: From SSR
Note on D82: DEE: From SSR
Note on J7: to be changed based on the corresponding lead from master copy
Note on R40: DEE: From SSR
Note on S40: DEE: From SSR

## ew M&M DI, CI
Data based on Common SoR 2023-24
DI pipes - Earth work
8 | Earth work excavation in all soils upto SDR except hard rock requiring blasting for DI (Ductile Iron) s/s pipes and filling with excavated soils including laying jointing testing of pipe line but excluding cost of materials etc. complete
| Trench size |  | 0.90m x 1.20m |  |  |  | 0.90m x 1.30m |  |  | 1.0m x 1.4m |  |  | 1.10x 1.60 | 1.20 x 1.70 | 1.30 x 1.80 | 1.4x1.9m | 1.4x1.9m | 1.5x2.0m | 1.6x2.1m
| Pipe dia in mm = |  | 80 | 100 | 125 | 150 | 200 | 250 | 300 | 350 | 400 | 450 | 500 | 600 | 700 | 750 | 800 | 900 | 1000
1 | Earth work |  | 151.47 | 151.47 | 151.47 | 151.47 | 164.0925 | 164.0925 | 164.0925 | 196.35 | 196.35 | 196.35 | 246.84 | 286.11 | 328.185 | 373.065 | 373.065 | 420.75 | 471.24
2 | Extra allowance |  | 55.04 | 55.04 | 55.04 | 55.04 | 59.62 | 59.62 | 59.62 | 71.34 | 71.34 | 71.34 | 89.69 | 103.96 | 119.25 | 135.55 | 135.55 | 152.88 | 171.23
3 | Refilling charges |  | 0 | 0 | 0 | 0 | 0 | 0 | 0 | 0 | 0 | 0 | 0 | 0 | 0 | 0 | 0 | 0 | 0
4 | Lowering |  | 32.15 | 40.86 | 53.14 | 66.55 | 96.76 | 130.72 | 169.07 | 212.06 | 258.81 | 313.08 | 364.97 | 487.3 | 628.67 | 704.75 | 786.84 | 956.54 | 1153.57
5 | Jointing and Hydraulic field testing |  | 27.07 | 33.4 | 42.58 | 50.21 | 57.75 | 65.47 | 85.42 | 104.58 | 114.74 | 137.85 | 165.29 | 201.89 | 253.08 | 285.03 | 382.85 | 453.05 | 495.95
6 | Add MA |  | 0 | 0 | 0 | 0 | 0 | 0 | 0 | 0 | 0 | 0 | 0 | 0 | 0 | 0 | 0 | 0 | 0
|  | Total | 265.73 | 280.77 | 302.23 | 323.27 | 378.22 | 419.9 | 478.2 | 584.33 | 641.24 | 718.62 | 866.79 | 1079.26 | 1329.19 | 1498.4 | 1678.31 | 1983.22 | 2291.99
8 | MS pipes - Earth work
| Earth work excavation in all soils upto SDR except hard rock requiring blasting for MS pipes and filling with excavated soils including laying jointing testing of pipe line but excluding cost of materials etc. complete | [14 empty] | (without earthwork)
| Trench size |  | 0.9 x 1.2 |  |  |  | 0.9 x 1.3 |  |  | 1.0 x 1.4 |  |  | 1.1 x 1.6 | 1.2 x 1.7 | 1.3mx 1.8m | 1.4x1.9m | 1.4x1.9m | 1.5x2.0m | 1.6x2.1m
| Pipe dia in mm = |  | 80 | 100 | 125 | 150 | 200 | 250 | 300 | 350 | 400 | 450 | 500 | 600 | 700 | 750 | 800 | 900 | 1000
1 | Earth work |  | 0 | 0 | 0 | 0 | 0 | 0 | 0 | 0 | 0 | 0 | 0 | 0 | 0
2 | Extra allowance |  | 0 | 0 | 0 | 0 | 0 | 0 | 0 | 0 | 0 | 0 | 0 | 0 | 0
3 | Refilling charges |  | 0 | 0 | 0 | 0 | 0 | 0 | 0 | 0 | 0 | 0 | 0 | 0 | 0
Add MA
|  | Total | 0 | 0 | 0 | 0 | 0 | 0 | 0 | 0 | 0 | 0 | 0 | 0 | 0
CI pipes - Earth work
9 | Earth work excavation in all soils upto SDR except hard rock requiring blasting for CI (Cast Iron) s/s pipes and filling with excavated soils including laying jointing testing of pipe line but excluding cost of materials etc. complete
| Trench size |  | 0.90m x 1.20m |  |  |  | 0.90m x 1.30m |  |  | 1.0m x 1.4m |  |  | 1.10x 1.60 | 1.20 x 1.70 | 1.30 x 1.80 | 1.4x1.9m | 1.4x1.9m | 1.5x2.0m | 1.6x2.1m
| Pipe dia in mm = |  | 80 | 100 | 125 | 150 | 200 | 250 | 300 | 350 | 400 | 450 | 500 | 600 | 700 | 750 | 800 | 900 | 1000
1 | Earth work |  | 151.47 | 151.47 | 151.47 | 151.47 | 164.0925 | 164.0925 | 164.0925 | 196.35 | 196.35 | 196.35 | 246.84 | 286.11 | 328.185 | 373.065 | 373.065 | 420.75 | 471.24
2 | Extra allowance |  | 55.04 | 55.04 | 55.04 | 55.04 | 59.62 | 59.62 | 59.62 | 71.34 | 71.34 | 71.34 | 89.69 | 103.96 | 119.25 | 135.55 | 135.55 | 152.88 | 171.23
3 | Refilling charges |  | 0 | 0 | 0 | 0 | 0 | 0 | 0 | 0 | 0 | 0 | 0 | 0 | 0 | 0 | 0 | 0 | 0
4 | Lowering |  | 32.15 | 40.86 | 53.14 | 66.55 | 96.76 | 130.72 | 169.07 | 212.06 | 258.81 | 313.08 | 364.97 | 487.3 | 628.67 | 704.75 | 786.84 | 956.54 | 1153.57
5 | Jointing and Hydraulic field testing |  | 27.07 | 33.4 | 42.58 | 50.21 | 57.75 | 65.47 | 85.42 | 104.58 | 114.74 | 137.85 | 165.29 | 201.89 | 253.08 | 285.03 | 382.85 | 453.05 | 495.95
6 | Add MA |  | 0 | 0 | 0 | 0 | 0 | 0 | 0 | 0 | 0 | 0 | 0 | 0 | 0 | 0 | 0 | 0 | 0
|  | Total | 265.73 | 280.77 | 302.23 | 323.27 | 378.22 | 419.9 | 478.2 | 584.33 | 641.24 | 718.62 | 866.79 | 1079.26 | 1329.19 | 1498.4 | 1678.31 | 1983.22 | 2291.99

## PVC M&M
#REF! | Data based on Common SoR 2023-24 - for PVC pipes
| PVC Resin rate: | 105218 |  | exclusive of CED |  |  | Cost of specials : | 1.2 | % | Month | April-2023 |  | IS: | 4985/2000
Earthwork excavation in all soils upto SDR using 2/3 machinery and 1/3rd manual labour
1 | PVC | 4
| Trench size |  | 0.70m x 1.00m | [5 empty] | 0.80m x 1.10m |  |  | 0.90m x 1.20m
| Pipe dia in mm = |  | 63 | 75 | 90 | 110 | 125 | 140 | 160 | 180 | 200 | 225 | 250 | 280 | 315 | 355
A) Materials component
1 | Cost of pipe |  | 68 | 97 | 135 | 195 | 256 | 319 | 419 | 535 | 649 | 876 | 1016 | 1315 | 1669 | 0
2 | Cost of specials (1.20%) |  | 0.816 | 1.164 | 1.62 | 2.34 | 3.072 | 3.828 | 5.028 | 6.42 | 7.788 | 10.512 | 12.192 | 15.78 | 20.028
3 | Earth work, L/J |  | 228.52 | 230.46 | 232.89 | 236.13 | 238.56 | 240.99 | 290.7 | 293.94 | 297.18 | 351.55 | 355.6 | 360.46 | 366.13
| Add Overheads & CP |  | 40.4823 | 44.7422 | 50.3088 | 59.0169 | 67.7526 | 76.7638 | 97.3102 | 113.7343 | 129.8827 | 168.5621 | 188.4033 | 230.2623 | 279.8098
|  | Total | 337.8 | 373.4 | 419.8 | 492.5 | 565.4 | 640.6 | 812 | 949.1 | 1083.9 | 1406.6 | 1572.2 | 1921.5 | 2335
2 | PVC Class | 6
| Trench size |  | 0.70m x 1.00m | [5 empty] | 0.80m x 1.10m |  |  | 0.90m x 1.20m
| Pipe dia in mm = |  | 63 | 75 | 90 | 110 | 125 | 140 | 160 | 180 | 200 | 225 | 250 | 280 | 315 | 355
A) Materials component
1 | Cost of pipe |  | 98 | 134 | 193 | 280 | 360 | 460 | 594 | 765 | 934 | 1267 | 1531 | 1931 | 2450
2 | Cost of specials (1.20%) |  | 1.176 | 1.608 | 2.316 | 3.36 | 4.32 | 5.52 | 7.128 | 9.18 | 11.208 | 15.204 | 18.372 | 23.172 | 29.4
3 | Earth work, L/J |  | 228.52 | 230.46 | 232.89 | 236.13 | 238.56 | 240.99 | 290.7 | 293.94 | 297.18 | 351.55 | 355.6 | 360.46 | 366.13
| Add Overheads & CP |  | 44.6158 | 49.8402 | 58.3002 | 70.7286 | 82.0821 | 96.1913 | 121.4224 | 145.4245 | 169.1511 | 222.4356 | 259.3619 | 315.1371 | 387.4189
|  | Total | 372.3 | 415.9 | 486.5 | 590.2 | 685 | 802.7 | 1013.3 | 1213.5 | 1411.5 | 1856.2 | 2164.3 | 2629.8 | 3232.9
3 | PVC Class | 10
| Trench size |  | 0.70m x 1.00m | [5 empty] | 0.80m x 1.10m |  |  | 0.90m x 1.20m
| Pipe dia in mm = |  | 63 | 75 | 90 | 110 | 125 | 140 | 160 | 180 | 200 | 225 | 250 | 280 | 315
A) Materials component
1 | Cost of pipe |  | 146 | 212 | 300 | 450 | 585 | 726 | 953 | 1217 | 1485 | 2013 | 2424 | 3054 | 3866
2 | Cost of specials (1.20%) |  | 1.752 | 2.544 | 3.6 | 5.4 | 7.02 | 8.712 | 11.436 | 14.604 | 17.82 | 24.156 | 29.088 | 36.648 | 46.392
3 | Earth work,L/J |  | 228.52 | 230.46 | 232.89 | 236.13 | 238.56 | 240.99 | 290.7 | 293.94 | 297.18 | 351.55 | 355.6 | 360.46 | 366.13
| Add Overheads & CP |  | 51.2294 | 60.5873 | 73.0431 | 94.1518 | 113.0835 | 132.8418 | 170.8868 | 207.7028 | 245.07 | 325.2223 | 382.4029 | 469.8684 | 582.5208
|  | Total | 427.5 | 505.6 | 609.5 | 785.7 | 943.7 | 1108.5 | 1426 | 1733.2 | 2045.1 | 2713.9 | 3191.1 | 3921 | 4861

## PVC Total Manual
#REF! | Data based on Common SoR 2023-24 - for PVC pipes
| PVC Resin rate: | 105218 |  | exclusive of CED |  |  | Cost of specials : | 1.2 | % | Month | April-2023 |  | IS: | 4985/2000
Earthwork excavation in all soils upto SDR using total manual labour
1 | PVC | 4
| Trench size |  | 0.70m x 1.00m | [5 empty] | 0.80m x 1.10m |  |  | 0.90m x 1.20m
| Pipe dia in mm = |  | 63 | 75 | 90 | 110 | 125 | 140 | 160 | 180 | 200 | 225 | 250 | 280 | 315 | 355
A) Materials component
1 | Cost of pipe |  | 68 | 97 | 135 | 195 | 256 | 319 | 419 | 535 | 649 | 876 | 1016 | 1315 | 1669 | 0
2 | Cost of specials (1.20%) |  | 0.816 | 1.164 | 1.62 | 2.34 | 3.072 | 3.828 | 5.028 | 6.42 | 7.788 | 10.512 | 12.192 | 15.78 | 20.028
3 | Earth work, L/J |  | 369.61 | 371.94 | 374.85 | 378.74 | 381.66 | 384.57 | 471.3 | 475.19 | 479.08 | 574.74 | 579.6 | 585.43 | 592.24
| Add Overheads & CP |  | 59.6917 | 64.0047 | 69.6366 | 78.4333 | 87.2357 | 96.3122 | 121.8989 | 138.4115 | 154.6484 | 198.9495 | 218.9009 | 260.892 | 310.5946
|  | Total | 498.1 | 534.1 | 581.1 | 654.5 | 728 | 803.7 | 1017.2 | 1155 | 1290.5 | 1660.2 | 1826.7 | 2177.1 | 2591.9
2 | PVC Class | 6
| Trench size |  | 0.70m x 1.00m | [5 empty] | 0.80m x 1.10m |  |  | 0.90m x 1.20m
| Pipe dia in mm = |  | 63 | 75 | 90 | 110 | 125 | 140 | 160 | 180 | 200 | 225 | 250 | 280 | 315 | 355
A) Materials component
1 | Cost of pipe |  | 98 | 134 | 193 | 280 | 360 | 460 | 594 | 765 | 934 | 1267 | 1531 | 1931 | 2450
2 | Cost of specials (1.20%) |  | 1.176 | 1.608 | 2.316 | 3.36 | 4.32 | 5.52 | 7.128 | 9.18 | 11.208 | 15.204 | 18.372 | 23.172 | 29.4
3 | Earth work, L/J |  | 369.61 | 371.94 | 374.85 | 378.74 | 381.66 | 384.57 | 471.3 | 475.19 | 479.08 | 574.74 | 579.6 | 585.43 | 592.24
| Add Overheads & CP |  | 63.8252 | 69.1027 | 77.6281 | 90.1449 | 101.5652 | 115.7398 | 146.0111 | 170.1017 | 193.9168 | 252.8229 | 289.8595 | 345.7668 | 418.2038
|  | Total | 532.6 | 576.7 | 647.8 | 752.2 | 847.5 | 965.8 | 1218.4 | 1419.5 | 1618.2 | 2109.8 | 2418.8 | 2885.4 | 3489.8
3 | PVC Class | 10
| Trench size |  | 0.70m x 1.00m | [5 empty] | 0.80m x 1.10m |  |  | 0.90m x 1.20m
| Pipe dia in mm = |  | 63 | 75 | 90 | 110 | 125 | 140 | 160 | 180 | 200 | 225 | 250 | 280 | 315
A) Materials component
1 | Cost of pipe |  | 146 | 212 | 300 | 450 | 585 | 726 | 953 | 1217 | 1485 | 2013 | 2424 | 3054 | 3866
2 | Cost of specials (1.20%) |  | 1.752 | 2.544 | 3.6 | 5.4 | 7.02 | 8.712 | 11.436 | 14.604 | 17.82 | 24.156 | 29.088 | 36.648 | 46.392
3 | Earth work,L/J |  | 369.61 | 371.94 | 374.85 | 378.74 | 381.66 | 384.57 | 471.3 | 475.19 | 479.08 | 574.74 | 579.6 | 585.43 | 592.24
| Add Overheads & CP |  | 70.4388 | 79.8498 | 92.371 | 113.5682 | 132.5665 | 152.3902 | 195.4755 | 232.38 | 269.8357 | 355.6096 | 412.9005 | 500.498 | 613.3056
|  | Total | 587.8 | 666.3 | 770.8 | 947.7 | 1106.2 | 1271.7 | 1631.2 | 1939.2 | 2251.7 | 2967.5 | 3445.6 | 4176.6 | 5117.9

## HDPE M&M
Data based on Common SoR 2023-24 - for HDPE pipes
[12 empty] | IS: | 4984/1995
| HDPE PE80 Raw material : |  | 119550 | (excluding CED) |  | Month | April-2023 |  | Cost of Specials : | 0.5
| HDPE PE100 Raw material : |  | 120860 | (excluding CED) |  | Month | April-2023 | Earthwork excavation in all soils upto SDR using 2/3 machinery and 1/3rd manual labour
Earth work excavation in all soils upto SDR except hard rock requiring blasting for HDPE 'filling with excavated soils including laying jointing testing of pipe line including cost of materials etc. complete
| HDPE PE 80 Class | 4
| Trench size |  | 0.70 x 1.00m | [5 empty] | 0.80 x1.10m |  |  | 0.90 x 1.20m
| Pipe dia in mm = |  | 63 | 75 | 90 | 110 | 125 | 140 | 160 | 180 | 200 | 225 | 250 | 280 | 315 | 355 | 400 | 450 | 500
A) Materials component
1 | Cost of pipe |  | 87 | 120 | 172 | 256 | 327 | 408 | 534 | 676 | 826 | 1047 | 1298 | 1617 | 2053 | 2667 | 3430 | 4391 | 5391
2 | Cost of specials (0.50%) |  | 0.435 | 0.6 | 0.86 | 1.28 | 1.635 | 2.04 | 2.67 | 3.38 | 4.13 | 5.235 | 6.49 | 8.085 | 10.265 | 13.335 | 17.15
3 | Earthwork,L/J |  | 175.48 | 178.86 | 184.62 | 195.07 | 208.77 | 222.22 | 262.96 | 290.56 | 306.47 | 367.29 | 378.33 | 409.82 | 436.85 | 573.21 | 588.69
| Add Overheads & CP |  | 35.7959 | 40.7715 | 48.6709 | 61.5875 | 73.1677 | 86.0822 | 108.8696 | 132.0573 | 154.7481 | 193.2683 | 229.1159 | 277.0523 | 340.3907 | 442.9702 | 549.4796
|  | Total | 298.7 | 340.2 | 406.2 | 513.9 | 610.6 | 718.3 | 908.5 | 1102 | 1291.3 | 1612.8 | 1911.9 | 2312 | 2840.5 | 3696.5 | 4585.3
| HDPE PE 100 Class | 6
| Trench size |  | 0.70m x 1.00m | [5 empty] | 0.80mx1.10m |  |  | 0.90m x 1.20m
| Pipe dia in mm = |  | 63 | 75 | 90 | 110 | 125 | 140 | 160 | 180 | 200 | 225 | 250 | 280 | 315 | 355 | 400 | 450 | 500
A) Materials component
1 | Cost of pipe |  | 116 | 167 | 237 | 359 | 459 | 574 | 753 | 947 | 1173 | 1482 | 1828 | 2282 | 2877 | 3505 | 4585 | 5716 | 7061
2 | Cost of specials (0.50%) |  | 0.58 | 0.835 | 1.185 | 1.795 | 2.295 | 2.87 | 3.765 | 4.735 | 5.865 | 7.41 | 9.14 | 11.41 | 14.385 | 17.525 | 22.925
3 | Earthwork,L/J |  | 175.48 | 178.86 | 184.62 | 195.07 | 208.77 | 222.22 | 262.96 | 290.56 | 306.47 | 367.29 | 378.33 | 409.82 | 436.85 | 573.21 | 588.69
| Add Overheads & CP |  | 39.764 | 47.2025 | 57.5649 | 75.681 | 91.2293 | 108.7961 | 138.8356 | 169.1385 | 202.2284 | 252.7897 | 301.6362 | 368.0448 | 453.1392 | 557.6343 | 707.5191
|  | Total | 331.8 | 393.9 | 480.4 | 631.5 | 761.3 | 907.9 | 1158.6 | 1411.4 | 1687.6 | 2109.5 | 2517.1 | 3071.3 | 3781.4 | 4653.4 | 5904.1
| HDPE PE 100 Class | 8
| Trench size |  | 0.70m x 1.00m | [5 empty] | 0.80mx1.10m |  |  | 0.90m x 1.20m
| Pipe dia in mm = |  | 63 | 75 | 90 | 110 | 125 | 140 | 160 | 180 | 200 | 225 | 250 | 280 | 315 | 355 | 400 | 450 | 500
A) Materials component
1 | Cost of pipe |  | 142 | 205 | 288 | 433 | 556 | 699 | 917 | 1151 | 1421 | 1798 | 2212 | 2781 | 3524 | 4425 | 5783 | 7221 | 8909
2 | Cost of specials (0.50%) |  | 0.71 | 1.025 | 1.44 | 2.165 | 2.78 | 3.495 | 4.585 | 5.755 | 7.105 | 8.99 | 11.06 | 13.905 | 17.62 | 22.125 | 28.915
3 | Earthwork,L/J |  | 175.48 | 178.86 | 184.62 | 195.07 | 208.77 | 222.22 | 262.96 | 290.56 | 306.47 | 367.29 | 378.33 | 409.82 | 436.85 | 573.21 | 588.69
| Add Overheads & CP |  | 43.3216 | 52.4021 | 64.5433 | 85.8065 | 104.5019 | 125.8999 | 161.2758 | 197.0519 | 236.1624 | 296.0282 | 354.1792 | 436.3233 | 541.6687 | 683.5186 | 871.4424
|  | Total | 361.5 | 437.3 | 538.6 | 716 | 872.1 | 1050.6 | 1345.8 | 1644.4 | 1970.7 | 2470.3 | 2955.6 | 3641 | 4520.1 | 5703.9 | 7272
| HDPE PE 100 Class | 10
| Trench size |  | 0.70m x 1.00m | [5 empty] | 0.80m x 1.10m |  |  | 0.90m x 1.20m
| Pipe dia in mm = |  | 63 | 75 | 90 | 110 | 125 | 140 | 160 | 180 | 200 | 225 | 250 | 280 | 315 | 355 | 400 | 450 | 500
A) Materials component
1 | Cost of pipe |  | 177 | 250 | 358 | 528 | 681 | 853 | 1118 | 1415 | 1741 | 2210 | 2717 | 3412 | 4316 | 5343 | 6972 | 8721 | 10761
2 | Cost of specials (0.50%) |  | 0.885 | 1.25 | 1.79 | 2.64 | 3.405 | 4.265 | 5.59 | 7.075 | 8.705 | 11.05 | 13.585 | 17.06 | 21.58 | 26.715 | 34.86
3 | Earthwork,L/J |  | 175.48 | 178.86 | 184.62 | 195.07 | 208.77 | 222.22 | 262.96 | 290.56 | 306.47 | 367.29 | 378.33 | 409.82 | 436.85 | 573.21 | 588.69
| Add Overheads & CP |  | 48.1106 | 58.5595 | 74.1214 | 98.8054 | 121.6058 | 146.9719 | 188.7788 | 233.1753 | 279.9482 | 352.4025 | 423.2788 | 522.6635 | 650.0386 | 809.1292 | 1034.1341
|  | Total | 401.5 | 488.7 | 618.5 | 824.5 | 1014.8 | 1226.5 | 1575.3 | 1945.8 | 2336.1 | 2940.7 | 3532.2 | 4361.5 | 5424.5 | 6752.1 | 8629.7
| HDPE PE 100 Class | 12.5
| Trench size |  | 0.70m x 1.00m | [5 empty] | 0.80m x 1.10m |  |  | 0.90m x 1.20m
| Pipe dia in mm = |  | 63 | 75 | 90 | 110 | 125 | 140 | 160 | 180 | 200 | 225 | 250 | 280 | 315 | 355 | 400 | 450 | 500
A) Materials component
1 | Cost of pipe |  | 213 | 301 | 428 | 639 | 828 | 1040 | 1355 | 1709 | 2108 | 2674 | 3302 | 4137 | 5235 | 6460 | 9035 | 11424 | 14115
2 | Cost of specials (0.50%) |  | 1.065 | 1.505 | 2.14 | 3.195 | 4.14 | 5.2 | 6.775 | 8.545 | 10.54 | 13.37 | 16.51 | 20.685 | 26.175 | 32.3 | 45.175
3 | Earthwork,L/J |  | 175.48 | 178.86 | 184.62 | 195.07 | 208.77 | 222.22 | 262.96 | 290.56 | 306.47 | 367.29 | 378.33 | 409.82 | 436.85 | 573.21 | 588.69
| Add Overheads & CP |  | 53.0366 | 65.5378 | 83.6996 | 113.9936 | 141.7199 | 172.5592 | 221.2077 | 273.4035 | 330.1651 | 415.892 | 503.3248 | 621.8658 | 775.7861 | 961.9692 | 1316.416
|  | Total | 442.6 | 546.9 | 698.5 | 951.3 | 1182.6 | 1440 | 1845.9 | 2281.5 | 2755.2 | 3470.6 | 4200.2 | 5189.4 | 6473.8 | 8027.5 | 10985.3

## HDPE Total Manual
Data based on Common SoR 2023-24 - for HDPE pipes
[12 empty] | IS: | 4984/1995
| HDPE PE80 Raw material : |  | 119550 | (excluding CED) |  | Month | April-2023 |  | Cost of Specials : | 0.5
| HDPE PE100 Raw material : |  | 120860 | (excluding CED) |  | Month | April-2023 | Earthwork excavation in all soils upto SDR using total manual labour
Earth work excavation in all soils upto SDR except hard rock requiring blasting for HDPE 'filling with excavated soils including laying jointing testing of pipe line including cost of materials etc. complete
| HDPE PE 80 Class | 4
| Trench size |  | 0.70 x 1.00m | [5 empty] | 0.80 x1.10m |  |  | 0.90 x 1.20m
| Pipe dia in mm = |  | 63 | 75 | 90 | 110 | 125 | 140 | 160 | 180 | 200 | 225 | 250 | 280 | 315 | 355 | 400 | 450 | 500
A) Materials component
1 | Cost of pipe |  | 87 | 120 | 172 | 256 | 327 | 408 | 534 | 676 | 826 | 1047 | 1298 | 1617 | 2053 | 2667 | 3430 | 4391 | 5391
2 | Cost of specials (0.50%) |  | 0.435 | 0.6 | 0.86 | 1.28 | 1.635 | 2.04 | 2.67 | 3.38 | 4.13 | 5.235 | 6.49 | 8.085 | 10.265 | 13.335 | 17.15
3 | Earthwork,L/J |  | 328.2 | 332.26 | 339.17 | 351.71 | 368.15 | 384.29 | 463.43 | 496.55 | 515.64 | 622.23 | 635.48 | 673.26 | 705.7 | 910.07 | 928.64
| Add Overheads & CP |  | 56.5887 | 61.6569 | 69.7129 | 82.914 | 94.8673 | 108.148 | 136.1636 | 160.1029 | 183.2266 | 227.9784 | 264.1269 | 312.9197 | 376.9946 | 488.8336 | 595.7638
|  | Total | 472.2 | 514.5 | 581.7 | 691.9 | 791.7 | 902.5 | 1136.3 | 1336 | 1529 | 1902.4 | 2204.1 | 2611.3 | 3146 | 4079.2 | 4971.6
| HDPE PE 100 Class | 6
| Trench size |  | 0.70m x 1.00m | [5 empty] | 0.80mx1.10m |  |  | 0.90m x 1.20m
| Pipe dia in mm = |  | 63 | 75 | 90 | 110 | 125 | 140 | 160 | 180 | 200 | 225 | 250 | 280 | 315 | 355 | 400 | 450 | 500
A) Materials component
1 | Cost of pipe |  | 116 | 167 | 237 | 359 | 459 | 574 | 753 | 947 | 1173 | 1482 | 1828 | 2282 | 2877 | 3505 | 4585 | 5716 | 7061
2 | Cost of specials (0.50%) |  | 0.58 | 0.835 | 1.185 | 1.795 | 2.295 | 2.87 | 3.765 | 4.735 | 5.865 | 7.41 | 9.14 | 11.41 | 14.385 | 17.525 | 22.925
3 | Earthwork,L/J |  | 328.2 | 332.26 | 339.17 | 351.71 | 368.15 | 384.29 | 463.43 | 496.55 | 515.64 | 622.23 | 635.48 | 673.26 | 705.7 | 910.07 | 928.64
| Add Overheads & CP |  | 60.5568 | 68.0879 | 78.6069 | 97.0076 | 112.9289 | 130.8619 | 166.1295 | 197.184 | 230.7069 | 287.4998 | 336.6472 | 403.9121 | 489.7431 | 603.4978 | 753.8033
|  | Total | 505.3 | 568.2 | 656 | 809.5 | 942.4 | 1092 | 1386.3 | 1645.5 | 1925.2 | 2399.1 | 2809.3 | 3370.6 | 4086.8 | 5036.1 | 6290.4
| HDPE PE 100 Class | 8
| Trench size |  | 0.70m x 1.00m | [5 empty] | 0.80mx1.10m |  |  | 0.90m x 1.20m
| Pipe dia in mm = |  | 63 | 75 | 90 | 110 | 125 | 140 | 160 | 180 | 200 | 225 | 250 | 280 | 315 | 355 | 400 | 450 | 500
A) Materials component
1 | Cost of pipe |  | 142 | 205 | 288 | 433 | 556 | 699 | 917 | 1151 | 1421 | 1798 | 2212 | 2781 | 3524 | 4425 | 5783 | 7221 | 8909
2 | Cost of specials (0.50%) |  | 0.71 | 1.025 | 1.44 | 2.165 | 2.78 | 3.495 | 4.585 | 5.755 | 7.105 | 8.99 | 11.06 | 13.905 | 17.62 | 22.125 | 28.915
3 | Earthwork,L/J |  | 328.2 | 332.26 | 339.17 | 351.71 | 368.15 | 384.29 | 463.43 | 496.55 | 515.64 | 622.23 | 635.48 | 673.26 | 705.7 | 910.07 | 928.64
| Add Overheads & CP |  | 64.1144 | 73.2875 | 85.5853 | 107.133 | 126.2015 | 147.9658 | 188.5698 | 225.0975 | 264.6409 | 330.7383 | 389.1902 | 472.1907 | 578.2726 | 729.3821 | 917.7266
|  | Total | 535 | 611.6 | 714.2 | 894 | 1053.1 | 1234.8 | 1573.6 | 1878.4 | 2208.4 | 2760 | 3247.7 | 3940.4 | 4825.6 | 6086.6 | 7658.3
| HDPE PE 100 Class | 10
| Trench size |  | 0.70m x 1.00m | [5 empty] | 0.80m x 1.10m |  |  | 0.90m x 1.20m
| Pipe dia in mm = |  | 63 | 75 | 90 | 110 | 125 | 140 | 160 | 180 | 200 | 225 | 250 | 280 | 315 | 355 | 400 | 450 | 500
A) Materials component
1 | Cost of pipe |  | 177 | 250 | 358 | 528 | 681 | 853 | 1118 | 1415 | 1741 | 2210 | 2717 | 3412 | 4316 | 5343 | 6972 | 8721 | 10761
2 | Cost of specials (0.50%) |  | 0.885 | 1.25 | 1.79 | 2.64 | 3.405 | 4.265 | 5.59 | 7.075 | 8.705 | 11.05 | 13.585 | 17.06 | 21.58 | 26.715 | 34.86
3 | Earthwork,L/J |  | 328.2 | 332.26 | 339.17 | 351.71 | 368.15 | 384.29 | 463.43 | 496.55 | 515.64 | 622.23 | 635.48 | 673.26 | 705.7 | 910.07 | 928.64
| Add Overheads & CP |  | 68.9035 | 79.4449 | 95.1634 | 120.132 | 143.3054 | 169.0377 | 216.0728 | 261.2208 | 308.4267 | 387.1126 | 458.2897 | 558.5309 | 686.6426 | 854.9927 | 1080.4183
|  | Total | 575 | 663 | 794.1 | 1002.5 | 1195.9 | 1410.6 | 1803.1 | 2179.8 | 2573.8 | 3230.4 | 3824.4 | 4660.9 | 5729.9 | 7134.8 | 9015.9

## DI M&M
Data based on Common SoR 2023-24 - for DI PIPES- 5m length/each
|  | Pig Iron @ Rs. |  | 52000 |  |  | 0 | March-2023 |  | IS: 8329/2000 |  |  | 0 | 0
|  | Rubber rings: |  | 1 |  | Transportation-Lead | 200 | Kms |  | Cost of specials : | 1.5 | %
|  | SoR 2023-24 |  | #REF! |  | Length of each pipe | 5 | m
Earth work excavation in all soils upto SDR except hard rock requiring blasting for 'DI s/s 'pipes and filling with excavated soils including laying jointing testing of pipe line including cost of materials etc. complete
1 | Class | DI | K9 | K9
| Trench size |  | 0.9m x 1.2m |  |  | 0.9m x 1.3m |  |  | 1.0 x 1.4m |  |  | 1.1 x 1.6m | 1.2 x 1.7m | 1.3x1.8m | 1.4x1.9m | 1.4x1.9m | 1.5x2.0m | 1.6x2.1m
| Pipe dia in mm = |  | 80 | 100 | 150 | 200 | 250 | 300 | 350 | 400 | 450 | 500 | 600 | 700 | 750 | 800 | 900 | 1000
1 | Cost of pipe |  | 1081 | 1300 | 1942 | 2587 | 3427 | 4372 | 5521 | 6590 | 7943 | 9164 | 12212 | 15429 | 17484 | 19056 | 23391 | 27545
2 | Transportation charges and Loading, unloading and stacking |  | 44 | 52 | 78 | 102 | 130 | 156 | 206 | 234 | 286 | 338 | 442.4 | 648 | 780 | 1324 | 1324 | 1324
3 | Cost of specials (1.5%) |  | 16.215 | 19.5 | 29.13 | 38.805 | 51.405 | 65.58 | 82.815 | 98.85 | 119.145 | 137.46 | 183.18 | 231.435 | 262.26 | 285.84 | 350.865 | 413.175
4 | Earthwork, L/J |  | 265.73 | 280.77 | 323.27 | 378.22 | 419.9 | 478.2 | 584.33 | 641.24 | 718.62 | 866.79 | 1079.26 | 1329.19 | 1498.4 | 1678.31 | 1983.22 | 2291.99
5 | Add Overheads & CP |  | 191.5556 | 224.9566 | 323.0023 | 422.8853 | 548.4537 | 690.5228 | 870.5628 | 1029.8509 | 1234.4401 | 1430.4259 | 1894.7778 | 2401.3626 | 2726.3575 | 3042.156 | 3682.7329 | 4298.8226
|  | Total | 1598.5 | 1877.2 | 2695.4 | 3528.9 | 4576.8 | 5762.3 | 7264.7 | 8593.9 | 10301.2 | 11936.7 | 15811.6 | 20039 | 22751 | 25386.3 | 30731.8 | 35873
1 | Class | DI | K7 | K7
| Trench size |  | 0.9m x 1.2m |  |  | 0.9m x 1.3m |  |  | 1.0m x 1.4m |  |  | 1.1 x 1.6 | 1.2 x 1.7 | 1.3x1.8m | 1.4x1.9m | 1.4x1.9m | 1.5x2.0m | 1.6x2.1m
| Pipe dia in mm = |  | 80 | 100 | 150 | 200 | 250 | 300 | 350 | 400 | 450 | 500 | 600 | 700 | 750 | 800 | 900 | 1000
1 | Cost of pipe |  | 912 | 1087 | 1571 | 2131 | 2836 | 3615 | 4633 | 5556 | 6702 | 7895 | 10574 | 13447 | 15188 | 16695 | 20535 | 24233
2 | Transportation charges and Loading, unloading and stacking |  | 44 | 52 | 78 | 78 | 102 | 156 | 182 | 206 | 260 | 312 | 442 | 648 | 780 | 1324 | 1324 | 1324
3 | Cost of specials (1.50%) |  | 13.68 | 16.305 | 23.565 | 31.965 | 42.54 | 54.225 | 69.495 | 83.34 | 100.53 | 118.425 | 158.61 | 201.705 | 227.82 | 250.425 | 308.025 | 363.495
4 | Earthwork, L/J |  | 265.73 | 280.77 | 323.27 | 378.22 | 419.9 | 478.2 | 584.33 | 641.24 | 718.62 | 866.79 | 1079.26 | 1329.19 | 1498.4 | 1678.31 | 1983.22 | 2291.99
5 | Add Overheads & CP |  | 168.2011 | 195.5216 | 271.7329 | 356.602 | 462.9699 | 585.9113 | 744.5805 | 883.1479 | 1059.4036 | 1251.5201 | 1668.3644 | 2127.4656 | 2409.0681 | 2715.8841 | 3288.0559 | 3841.1298
|  | Total | 1403.6 | 1631.6 | 2267.6 | 2975.8 | 3863.4 | 4889.3 | 6213.4 | 7369.7 | 8840.6 | 10443.7 | 13922.2 | 17753.4 | 20103.3 | 22663.6 | 27438.3 | 32053.6
0

## GI Pipe
Data based on Common SoR 2023-24 - for GI Pipes
[10 empty] | MA | 20%
Supply, delivery,Lowering and Jointing G.I. pipes and specials / fittings including excavation of trench of 0.5m width and 0.50 m depth in all soils except rock requiring blasting and refilling trenches after laying and jointing pipes and also including cost of jointing materials (White lead and hemp yarn etc.) including the cost of pipes but excluding cost of Specials/fittings. Reference to specifications. BIS No.783/85
1 | Including Earth Work
| Trench size | 0.50 mts X 0.50 mts
| Pipe dia in mm = | 15 | 20 | 25 | 32 | 40 | 50 | 65 | 80 | 100 | 125 | 150
labour component
1 | Laying and Jointing | 125.9 | 125.9 | 212.6 | 212.6 | 281.6 | 281.6 | 520.85 | 520.85 | 767.05 | 990.17 | 1213.3
2 | Earthwork (10x0.5x0.5=2.5) | 509.6 | 509.6 | 509.6 | 509.6 | 509.6 | 509.6 | 509.6 | 509.6 | 509.6 | 509.6 | 509.6
| Material Component | 635.5 | 635.5 | 722.2 | 722.2 | 791.2 | 791.2 | 1030.45 | 1030.45 | 1276.65 | 1499.77 | 1722.9
3 | Cost of Pipe for 10 Rmt | 1781 | 2265 | 3246.5 | 4031.7 | 4756.5 | 6493 | 8184.2 | 10237.8 | 14541.3 | 20007.5 | 22891.6
4 | Cost of jointing material | 17.81 | 22.65 | 32.465 | 40.317 | 47.565 | 64.93 | 81.842 | 102.378 | 145.413 | 200.075 | 228.916
5 | Water Charges | 1.259 | 1.259 | 2.126 | 2.126 | 2.816 | 2.816 | 5.2085 | 5.2085 | 7.6705 | 9.9017 | 12.133
|  | 1800.069 | 2288.909 | 3281.091 | 4074.143 | 4806.881 | 6560.746 | 8271.2505 | 10345.3865 | 14694.3835 | 20217.4767 | 23132.649
| Total for 10.00 Rmts | 2435.569 | 2924.409 | 4003.291 | 4796.343 | 5598.081 | 7351.946 | 9301.7005 | 11375.8365 | 15971.0335 | 21717.2467 | 24855.549
6 | Add for allowances | 127.1 | 127.1 | 144.44 | 144.44 | 158.24 | 158.24 | 206.09 | 206.09 | 255.33 | 299.954 | 344.58
7 | Add Overheads & CP | 331.6027 | 398.1583 | 545.0481 | 653.0221 | 762.1787 | 1000.9674 | 1266.4265 | 1548.8201 | 2174.4562 | 2956.8031 | 3384.083
| Total for 1.00 Rmts | 289.43 | 344.97 | 469.28 | 559.38 | 651.85 | 851.12 | 1077.42 | 1313.07 | 1840.08 | 2497.4 | 2858.42
1 | Excluding Earth Work
| Pipe dia in mm = | 15 | 20 | 25 | 32 | 40 | 50 | 65 | 80 | 100 | 125 | 150
labour component
1 | Laying and Jointing | 125.9 | 125.9 | 212.6 | 212.6 | 281.6 | 281.6 | 520.85 | 520.85 | 767.05 | 990.17 | 1213.3
| Material Component | 125.9 | 125.9 | 212.6 | 212.6 | 281.6 | 281.6 | 520.85 | 520.85 | 767.05 | 990.17 | 1213.3
2 | Cost of Pipe for 10 Rmt | 1781 | 2265 | 3246.5 | 4031.7 | 4756.5 | 6493 | 8184.2 | 10237.8 | 14541.3 | 20007.5 | 22891.6
3 | Cost of jointing material | 17.81 | 22.65 | 32.465 | 40.317 | 47.565 | 64.93 | 81.842 | 102.378 | 145.413 | 200.075 | 228.916
4 | Water Charges | 1.259 | 1.259 | 2.126 | 2.126 | 2.816 | 2.816 | 5.2085 | 5.2085 | 7.6705 | 9.9017 | 12.133
|  | 1800.069 | 2288.909 | 3281.091 | 4074.143 | 4806.881 | 6560.746 | 8271.2505 | 10345.3865 | 14694.3835 | 20217.4767 | 23132.649
| Total for 10.00 Rmts | 1925.969 | 2414.809 | 3493.691 | 4286.743 | 5088.481 | 6842.346 | 8792.1005 | 10866.2365 | 15461.4335 | 21207.6467 | 24345.949
5 | Add for allowances | 25.18 | 25.18 | 42.52 | 42.52 | 56.32 | 56.32 | 104.17 | 104.17 | 153.41 | 198.034 | 242.66
6 | Add Overheads & CP | 262.2207 | 328.7762 | 475.666 | 583.6401 | 692.7967 | 931.5854 | 1197.0445 | 1479.4381 | 2105.0742 | 2887.4211 | 3314.701
| Total for 1.00 Rmts | 221.34 | 276.88 | 401.19 | 491.29 | 583.76 | 783.03 | 1009.33 | 1244.98 | 1771.99 | 2429.31 | 2790.33

## MS data
DATA FOR MS PIPE RATES
SoR 2023-24
| Sl. No. | Description | Quantity | Unit | Rate | Per | Amount
1 |  | Transportation charges for a lead of |  |  |  | KMs
|  | 90 |  | Km's | 712.4 | /Km | 712.4
|  | Total | 0 |  |  |  | 712.4 | /1 MT
II |  | Epoxy coating
Painting two coats to New MS Pipes in Epoxy paint two coats including cost and conveyance of all materials to site, incidental, operational and all labour charges etc., complete for finished item of work.
|  | epoxy paint | 1.25 | kg | 451 | Litre | 563.75
|  | 1st Class Painter | 0.45 | Nos | 750 | each | 337.5
|  | Mazdoor | 0.28 | Nos | 560 | each | 156.8
1058.05
|  | Total | Rater per 10 Sqmt |  |  |  | 1058.1 | /10Sqm

## MS up to 450mm
Data based on Common SoR 2023-24
IS_3589_2001
1 | Earth work excavation in all soils upto SDR except hard rock requiring blasting for 'MS 'pipes and refilling with excavated soils including laying jointing testing of pipe line including cost of materialsm CED and other taxes, etc complete
| Cost of steel plate per MT |  |  | Rs: |  | 70000 | (TMT/HYSD) |  | February-2023 |  |  |  | rate as per ssr in MS spirally welded pipes
a | Fabrication charges |  |  | Rs: |  | 37 | /kg
b | Rate of Apoxy paint |  |  | Rs: |  | 1058.1 | /10 sqm
c | Rate for Jointing of pipes |  |  | Rs: |  | 0 | /kg | (included in fabrication charges)
d | Transportation charges |  |  | Rs: |  | 712.4 | /MT
| Trench size |  | 0.90 x 1.20 m |  |  |  | 0.90 x 1.30 m |  |  | 1.00 x 1.40 m
| Pipe dia in mm = |  | 80 | 100 | 125 | 150 | 200 | 250 | 300 | 350 | 400 | 450
| Thickness in mm |  | 6 | 6 | 6 | 6 | 6 | 6 | 6 | 6 | 6 | 6
Pressure rating (m)
1 | Wt of pipe |  | 12.7253 | 15.6847 | 19.3839 | 23.0832 | 30.4816 | 37.8801 | 45.2785 | 52.677 | 60.0754 | 67.4739
2 | Wastage (5%) |  | 0.64 | 0.78 | 0.97 | 1.15 | 1.52 | 1.89 | 2.26 | 2.63 | 3 | 3.37
| Total weight |  | 13.37 | 16.46 | 20.35 | 24.23 | 32 | 39.77 | 47.54 | 55.31 | 63.08 | 70.84
A) Materials component
1 | Cost of pipe per RMT |  | 935.9 | 1152.2 | 1424.5 | 1696.1 | 2240 | 2783.9 | 3327.8 | 3871.7 | 4415.6 | 4958.8
2 | Cost of specials (1.50% of basic cost) |  | 14.04 | 17.28 | 21.37 | 25.44 | 33.6 | 41.76 | 49.92 | 58.08 | 66.23 | 74.38
3 | Transportation charges, loading, unloading and stacking |  | 9.5248 | 11.7261 | 14.4973 | 17.2615 | 22.7968 | 28.3321 | 33.8675 | 39.4028 | 44.9382 | 50.4664
|  |  | 959.5 | 1181.2 | 1460.4 | 1738.8 | 2296.4 | 2854 | 3411.6 | 3969.2 | 4526.8 | 5083.6
B) Labour component
4 | fabrication |  | 494.69 | 609.02 | 752.95 | 896.51 | 1184 | 1471.49 | 1758.98 | 2046.47 | 2333.96 | 2621.08
5 | Cement mortar lining |  | - | - | - | - | - | - | - | - | - | -
6 | Two coats of Epoxy paint |  | 57.17 | 70.47 | 87.09 | 103.71 | 136.95 | 170.19 | 203.44 | 236.68 | 269.92 | 303.16
7 | Earthwork, Lowering and Laying |  | 0 | 0 | 0 | 0 | 0 | 0 | 0 | 0 | 0 | 0
8 | Jointing of pipes (Rs:10.34 / kg) |  | 0 | 0 | 0 | 0 | 0 | 0 | 0 | 0 | 0 | 0
|  |  | 551.8 | 679.4 | 840 | 1000.2 | 1320.9 | 1641.6 | 1962.4 | 2283.1 | 2603.8 | 2924.2
Add Overheads & CP |  |  | 205.76 | 253.32 | 313.2 | 372.91 | 492.5 | 612.08 | 731.67 | 851.25 | 970.83 | 1090.26
|  | Total | 1717.1 | 2113.9 | 2613.6 | 3111.9 | 4109.8 | 5107.7 | 6105.7 | 7103.6 | 8101.4 | 9098.1

## MS>500 M&M
[8 empty] | MS Plates SoR rate | 70000 | February-2023
MS PIPE RATES AS PER PH SSR 2022-23
Manufacture, supply and delivery of M.S Spirally Welded Pipes conforming to IS:3589/2001 including in lining with cement mortar (1:2) 15mm thick using 4 numbers of 6mm dia. M.S. Rings at each end of the pipe and out coating with cement mortar (1:3) 30mm thick by short crating or gunetting duly providing wire mesh of size 50x50x3mm including cost of all materials, labor charges, transportation to anywhere in AP, including lowering, laying and jointing of pipe lines true to alignment and gradient, trench excavtion for pipe lines in all soils except Rock requring blasting, and refilling trenches with excavated earth(other than rocky soils and boulders) with watering and tamping and removeing surplus earth from site of work , including Cost of Hydrostatic Filed Test Pressure, Cost of Site Welding, Jointing Materials, Cost of Transportation of Water, Emptying Pipe Line After Completion Of Field Testing but excluding taxes & duties
Total Cost includes cost of pipes, specials, Earth Work excavation, Laying and Jointing, Pressure Testing, Refilling etc complete. But, excluding GST
Sl No | Dia | Thickness | Working Pressure in Kg/Cm^2 | Cost of MS pipe at MS plate rate Rs. | Lowering, L&J, testing | Size of trench |  | Earth work Excavation | 75% Extra | Contractor profit @ 13.615% | Total cost (Rs)
| MS PLATES RATE @ Rs. |  |  | 70000
1 | 500 | 8 | 27.3067 | 10335 | 1092 | 1.1 | 1.6 | 246.84 | 89.69 | 1601.6 | 13365.1
2 | 600 | 8 | 22.7556 | 12266 | 1343 | 1.2 | 1.7 | 286.11 | 103.96 | 1905.97 | 15905
3 | 700 | 8 | 19.5048 | 14275 | 1558 | 1.3 | 1.8 | 328.19 | 119.25 | 2216.58 | 18497
4 | 700 | 10 | 24.381 | 17122 | 1558 | 1.3 | 1.8 | 328.19 | 119.25 | 2604.2 | 21731.6
5 | 800 | 8 | 17.0667 | 16165 | 1779 | 1.4 | 1.9 | 373.07 | 135.55 | 2512.32 | 20964.9
6 | 800 | 10 | 21.3333 | 18871 | 1779 | 1.4 | 1.9 | 373.07 | 135.55 | 2880.75 | 24039.4
7 | 800 | 12 | 25.6 | 21576 | 1779 | 1.4 | 1.9 | 373.07 | 135.55 | 3249.03 | 27112.7
8 | 900 | 8 | 15.1704 | 17519 | 2091 | 1.5 | 2 | 420.75 | 152.88 | 2748 | 22931.6
9 | 900 | 10 | 18.963 | 20620 | 2091 | 1.5 | 2 | 420.75 | 152.88 | 3170.2 | 26454.8
10 | 900 | 12 | 22.7556 | 23621 | 2091 | 1.5 | 2 | 420.75 | 152.88 | 3578.79 | 29864.4
11 | 1000 | 8 | 13.6533 | 18923 | 2308 | 1.6 | 2.1 | 471.24 | 171.23 | 2978.07 | 24851.5
12 | 1000 | 10 | 17.0667 | 22269 | 2308 | 1.6 | 2.1 | 471.24 | 171.23 | 3433.63 | 28653.1
13 | 1000 | 12 | 20.48 | 25665 | 2308 | 1.6 | 2.1 | 471.24 | 171.23 | 3896 | 32511.5
14 | 1000 | 14 | 23.8933 | 29060 | 2308 | 1.6 | 2.1 | 471.24 | 171.23 | 4358.23 | 36368.7
15 | 1100 | 8 | 12.4121 | 20327 | 2716 | 1.7 | 2.2 | 524.54 | 190.59 | 3234.67 | 26992.8
16 | 1100 | 10 | 15.5152 | 24018 | 2716 | 1.7 | 2.2 | 524.54 | 190.59 | 3737.2 | 31186.3
17 | 1100 | 12 | 18.6182 | 27758 | 2716 | 1.7 | 2.2 | 524.54 | 190.59 | 4246.4 | 35435.5
18 | 1100 | 14 | 21.7212 | 31499 | 2716 | 1.7 | 2.2 | 524.54 | 190.59 | 4755.74 | 39685.9
19 | 1100 | 16 | 24.8242 | 35239 | 2716 | 1.7 | 2.2 | 524.54 | 190.59 | 5264.94 | 43935.1
20 | 1200 | 8 | 11.3778 | 21630 | 3043 | 1.8 | 2.3 | 580.64 | 210.97 | 3467.01 | 28931.6
21 | 1200 | 10 | 14.2222 | 25717 | 3043 | 1.8 | 2.3 | 580.64 | 210.97 | 4023.45 | 33575.1
22 | 1200 | 12 | 17.0667 | 29802 | 3043 | 1.8 | 2.3 | 580.64 | 210.97 | 4579.62 | 38216.2
23 | 1200 | 14 | 19.9111 | 33888 | 3043 | 1.8 | 2.3 | 580.64 | 210.97 | 5135.93 | 42858.5
24 | 1200 | 16 | 22.7556 | 38023 | 3043 | 1.8 | 2.3 | 580.64 | 210.97 | 5698.91 | 47556.5
25 | 1200 | 18 | 25.6 | 42058 | 3043 | 1.8 | 2.3 | 580.64 | 210.97 | 6248.28 | 52140.9
26 | 1300 | 8 | 10.5026 | 23034 | 3496 | 1.9 | 2.4 | 639.54 | 232.38 | 3730.77 | 31132.7
27 | 1300 | 10 | 13.1282 | 27465 | 3496 | 1.9 | 2.4 | 639.54 | 232.38 | 4334.05 | 36167
28 | 1300 | 12 | 15.7538 | 31897 | 3496 | 1.9 | 2.4 | 639.54 | 232.38 | 4937.47 | 41202.4
29 | 1300 | 14 | 18.3795 | 36327 | 3496 | 1.9 | 2.4 | 639.54 | 232.38 | 5540.61 | 46235.5
30 | 1300 | 16 | 21.0051 | 40707 | 3496 | 1.9 | 2.4 | 639.54 | 232.38 | 6136.95 | 51211.9
31 | 1300 | 18 | 23.6308 | 45187 | 3496 | 1.9 | 2.4 | 639.54 | 232.38 | 6746.9 | 56301.8
32 | 1300 | 20 | 26.2564 | 49617 | 3496 | 1.9 | 2.4 | 639.54 | 232.38 | 7350.05 | 61335
33 | 1400 | 8 | 9.7524 | 24438 | 4025 | 2 | 2.5 | 701.25 | 254.8 | 4005.4 | 33424.5
34 | 1400 | 10 | 12.1905 | 29164 | 4025 | 2 | 2.5 | 701.25 | 254.8 | 4648.85 | 38793.9
35 | 1400 | 12 | 14.6286 | 33940 | 4025 | 2 | 2.5 | 701.25 | 254.8 | 5299.1 | 44220.2
36 | 1400 | 14 | 17.0667 | 38766 | 4025 | 2 | 2.5 | 701.25 | 254.8 | 5956.16 | 49703.2
37 | 1400 | 16 | 19.5048 | 43491 | 4025 | 2 | 2.5 | 701.25 | 254.8 | 6599.47 | 55071.5
38 | 1400 | 18 | 21.9429 | 48266 | 4025 | 2 | 2.5 | 701.25 | 254.8 | 7249.59 | 60496.6
39 | 1400 | 20 | 24.381 | 53090 | 4025 | 2 | 2.5 | 701.25 | 254.8 | 7906.37 | 65977.4
40 | 1400 | 22 | 26.819 | 57865 | 4025 | 2 | 2.5 | 701.25 | 254.8 | 8556.49 | 71402.5
41 | 1500 | 8 | 9.1022 | 25792 | 4553 | 2.1 | 2.6 | 765.77 | 278.24 | 4273.61 | 35662.6
42 | 1500 | 10 | 11.3778 | 30913 | 4553 | 2.1 | 2.6 | 765.77 | 278.24 | 4970.84 | 41480.9
43 | 1500 | 12 | 13.6533 | 36034 | 4553 | 2.1 | 2.6 | 765.77 | 278.24 | 5668.06 | 47299.1
44 | 1500 | 14 | 15.9289 | 41105 | 4553 | 2.1 | 2.6 | 765.77 | 278.24 | 6358.48 | 53060.5
45 | 1500 | 16 | 18.2044 | 46275 | 4553 | 2.1 | 2.6 | 765.77 | 278.24 | 7062.37 | 58934.4
46 | 1500 | 18 | 20.48 | 51396 | 4553 | 2.1 | 2.6 | 765.77 | 278.24 | 7759.6 | 64752.6
47 | 1500 | 20 | 22.7556 | 56515 | 4553 | 2.1 | 2.6 | 765.77 | 278.24 | 8456.55 | 70568.6
48 | 1500 | 22 | 25.0311 | 61634 | 4553 | 2.1 | 2.6 | 765.77 | 278.24 | 9153.5 | 76384.5
49 | 1500 | 24 | 27.3067 | 66803 | 4553 | 2.1 | 2.6 | 765.77 | 278.24 | 9857.26 | 82257.3
50 | 1600 | 8 | 8.5333 | 27196 | 4798 | 2.2 | 2.7 | 833.09 | 302.7 | 4510.62 | 37640.4
51 | 1600 | 10 | 10.6667 | 32612 | 4798 | 2.2 | 2.7 | 833.09 | 302.7 | 5248.01 | 43793.8
52 | 1600 | 12 | 12.8 | 38129 | 4798 | 2.2 | 2.7 | 833.09 | 302.7 | 5999.15 | 50061.9
53 | 1600 | 14 | 14.9333 | 43544 | 4798 | 2.2 | 2.7 | 833.09 | 302.7 | 6736.4 | 56214.2
54 | 1600 | 16 | 17.0667 | 49010 | 4798 | 2.2 | 2.7 | 833.09 | 302.7 | 7480.6 | 62424.4
55 | 1600 | 18 | 19.2 | 54475 | 4798 | 2.2 | 2.7 | 833.09 | 302.7 | 8224.66 | 68633.5
56 | 1600 | 20 | 21.3333 | 59989 | 4798 | 2.2 | 2.7 | 833.09 | 302.7 | 8975.39 | 74898.2
57 | 1600 | 22 | 23.4667 | 65453 | 4798 | 2.2 | 2.7 | 833.09 | 302.7 | 9719.31 | 81106.1
58 | 1600 | 24 | 25.6 | 70918 | 4798 | 2.2 | 2.7 | 833.09 | 302.7 | 10463.37 | 87315.2
59 | 1600 | 26 | 27.7333 | 76381 | 4798 | 2.2 | 2.7 | 833.09 | 302.7 | 11207.16 | 93522
60 | 1700 | 8 | 8.0314 | 28599 | 5075 | 2.3 | 2.8 | 903.21 | 328.18 | 4752.37 | 39657.8
61 | 1700 | 10 | 10.0392 | 34361 | 5075 | 2.3 | 2.8 | 903.21 | 328.18 | 5536.87 | 46204.3
62 | 1700 | 12 | 12.0471 | 40172 | 5075 | 2.3 | 2.8 | 903.21 | 328.18 | 6328.03 | 52806.4
63 | 1700 | 14 | 14.0549 | 45984 | 5075 | 2.3 | 2.8 | 903.21 | 328.18 | 7119.34 | 59409.7
64 | 1700 | 16 | 16.0627 | 51794 | 5075 | 2.3 | 2.8 | 903.21 | 328.18 | 7910.37 | 66010.8
65 | 1700 | 18 | 18.0706 | 57604 | 5075 | 2.3 | 2.8 | 903.21 | 328.18 | 8701.4 | 72611.8
66 | 1700 | 20 | 20.0784 | 63414 | 5075 | 2.3 | 2.8 | 903.21 | 328.18 | 9492.43 | 79212.8
67 | 1700 | 22 | 22.0863 | 69223 | 5075 | 2.3 | 2.8 | 903.21 | 328.18 | 10283.33 | 85812.7
68 | 1700 | 24 | 24.0941 | 75032 | 5075 | 2.3 | 2.8 | 903.21 | 328.18 | 11074.22 | 92412.6
69 | 1700 | 26 | 26.102 | 80841 | 5075 | 2.3 | 2.8 | 903.21 | 328.18 | 11865.12 | 99012.5
70 | 1700 | 28 | 28.1098 | 86699 | 5075 | 2.3 | 2.8 | 903.21 | 328.18 | 12662.68 | 105668.1
71 | 1800 | 8 | 7.5852 | 29953 | 5739 | 2.4 | 2.9 | 976.14 | 354.68 | 5040.66 | 42063.5
72 | 1800 | 10 | 9.4815 | 36110 | 5739 | 2.4 | 2.9 | 976.14 | 354.68 | 5878.93 | 49058.8
73 | 1800 | 12 | 11.3778 | 42216 | 5739 | 2.4 | 2.9 | 976.14 | 354.68 | 6710.26 | 55996.1
74 | 1800 | 14 | 13.2741 | 48372 | 5739 | 2.4 | 2.9 | 976.14 | 354.68 | 7548.4 | 62990.2
75 | 1800 | 16 | 15.1704 | 54528 | 5739 | 2.4 | 2.9 | 976.14 | 354.68 | 8386.54 | 69984.4
76 | 1800 | 18 | 17.0667 | 60683 | 5739 | 2.4 | 2.9 | 976.14 | 354.68 | 9224.55 | 76977.4
77 | 1800 | 20 | 18.963 | 66888 | 5739 | 2.4 | 2.9 | 976.14 | 354.68 | 10069.36 | 84027.2
78 | 1800 | 22 | 20.8593 | 73042 | 5739 | 2.4 | 2.9 | 976.14 | 354.68 | 10907.22 | 91019
79 | 1800 | 24 | 22.7556 | 79196 | 5739 | 2.4 | 2.9 | 976.14 | 354.68 | 11745.09 | 98010.9
80 | 1800 | 26 | 24.6519 | 85350 | 5739 | 2.4 | 2.9 | 976.14 | 354.68 | 12582.96 | 105002.8
81 | 1800 | 28 | 26.5481 | 91503 | 5739 | 2.4 | 2.9 | 976.14 | 354.68 | 13420.69 | 111993.5
82 | 1800 | 30 | 28.4444 | 97656 | 5739 | 2.4 | 2.9 | 976.14 | 354.68 | 14258.42 | 118984.2
83 | 1900 | 8 | 7.186 | 31357 | 6688 | 2.5 | 3 | 1051.88 | 382.2 | 5375.08 | 44854.2
84 | 1900 | 10 | 8.9825 | 37859 | 6688 | 2.5 | 3 | 1051.88 | 382.2 | 6260.32 | 52241.4
85 | 1900 | 12 | 10.7789 | 44310 | 6688 | 2.5 | 3 | 1051.88 | 382.2 | 7138.63 | 59570.7
86 | 1900 | 14 | 12.5754 | 50811 | 6688 | 2.5 | 3 | 1051.88 | 382.2 | 8023.74 | 66956.8
87 | 1900 | 16 | 14.3719 | 57312 | 6688 | 2.5 | 3 | 1051.88 | 382.2 | 8908.85 | 74342.9
88 | 1900 | 18 | 16.1684 | 63813 | 6688 | 2.5 | 3 | 1051.88 | 382.2 | 9793.96 | 81729
89 | 1900 | 20 | 17.9649 | 70313 | 6688 | 2.5 | 3 | 1051.88 | 382.2 | 10678.94 | 89114
90 | 1900 | 22 | 19.7614 | 76812 | 6688 | 2.5 | 3 | 1051.88 | 382.2 | 11563.77 | 96497.9
91 | 1900 | 24 | 21.5579 | 83311 | 6688 | 2.5 | 3 | 1051.88 | 382.2 | 12448.61 | 103881.7
92 | 1900 | 26 | 23.3544 | 89810 | 6688 | 2.5 | 3 | 1051.88 | 382.2 | 13333.45 | 111265.5
93 | 1900 | 28 | 25.1509 | 96308 | 6688 | 2.5 | 3 | 1051.88 | 382.2 | 14218.16 | 118648.2
94 | 1900 | 30 | 26.9474 | 102805 | 6688 | 2.5 | 3 | 1051.88 | 382.2 | 15102.72 | 126029.8
95 | 1900 | 32 | 28.7439 | 109303 | 6688 | 2.5 | 3 | 1051.88 | 382.2 | 15987.42 | 133412.5
96 | 2000 | 8 | 6.8267 | 32711 | 8399 | 2.6 | 3.1 | 1130.42 | 410.74 | 5806.96 | 48458.1
97 | 2000 | 10 | 8.5333 | 39608 | 8399 | 2.6 | 3.1 | 1130.42 | 410.74 | 6745.98 | 56294.1
98 | 2000 | 12 | 10.24 | 46404 | 8399 | 2.6 | 3.1 | 1130.42 | 410.74 | 7671.26 | 64015.4
99 | 2000 | 14 | 11.9467 | 53250 | 8399 | 2.6 | 3.1 | 1130.42 | 410.74 | 8603.34 | 71793.5
100 | 2000 | 16 | 13.6533 | 60096 | 8399 | 2.6 | 3.1 | 1130.42 | 410.74 | 9535.42 | 79571.6
101 | 2000 | 18 | 15.36 | 66941 | 8399 | 2.6 | 3.1 | 1130.42 | 410.74 | 10467.37 | 87348.5
102 | 2000 | 20 | 17.0667 | 73786 | 8399 | 2.6 | 3.1 | 1130.42 | 410.74 | 11399.32 | 95125.5
103 | 2000 | 22 | 18.7733 | 80631 | 8399 | 2.6 | 3.1 | 1130.42 | 410.74 | 12331.26 | 102902.4
104 | 2000 | 24 | 20.48 | 87475 | 8399 | 2.6 | 3.1 | 1130.42 | 410.74 | 13263.07 | 110678.2
105 | 2000 | 26 | 22.1867 | 94319 | 8399 | 2.6 | 3.1 | 1130.42 | 410.74 | 14194.88 | 118454
106 | 2000 | 28 | 23.8933 | 101163 | 8399 | 2.6 | 3.1 | 1130.42 | 410.74 | 15126.7 | 126229.9
107 | 2000 | 30 | 25.6 | 108006 | 8399 | 2.6 | 3.1 | 1130.42 | 410.74 | 16058.37 | 134004.5
108 | 2000 | 32 | 27.3067 | 114849 | 8399 | 2.6 | 3.1 | 1130.42 | 410.74 | 16990.04 | 141779.2
109 | 2000 | 34 | 29.0133 | 121691 | 8399 | 2.6 | 3.1 | 1130.42 | 410.74 | 17921.58 | 149552.7
110 | 2100 | 8 | 6.5016 | 34114 | 9608 | 2.7 | 3.2 | 1211.76 | 440.29 | 6177.68 | 51551.7
111 | 2100 | 10 | 8.127 | 41256 | 9608 | 2.7 | 3.2 | 1211.76 | 440.29 | 7150.06 | 59666.1
112 | 2100 | 12 | 9.7524 | 48448 | 9608 | 2.7 | 3.2 | 1211.76 | 440.29 | 8129.25 | 67837.3
113 | 2100 | 14 | 11.3778 | 55639 | 9608 | 2.7 | 3.2 | 1211.76 | 440.29 | 9108.31 | 76007.4
114 | 2100 | 16 | 13.0032 | 62830 | 9608 | 2.7 | 3.2 | 1211.76 | 440.29 | 10087.36 | 84177.4
115 | 2100 | 18 | 14.6286 | 70021 | 9608 | 2.7 | 3.2 | 1211.76 | 440.29 | 11066.41 | 92347.5
116 | 2100 | 20 | 16.254 | 77211 | 9608 | 2.7 | 3.2 | 1211.76 | 440.29 | 12045.33 | 100516.4
117 | 2100 | 22 | 17.8794 | 84400 | 9608 | 2.7 | 3.2 | 1211.76 | 440.29 | 13024.12 | 108684.2
118 | 2100 | 24 | 19.5048 | 91590 | 9608 | 2.7 | 3.2 | 1211.76 | 440.29 | 14003.03 | 116853.1
119 | 2100 | 26 | 21.1302 | 98779 | 9608 | 2.7 | 3.2 | 1211.76 | 440.29 | 14981.82 | 125020.9
120 | 2100 | 28 | 22.7556 | 105967 | 9608 | 2.7 | 3.2 | 1211.76 | 440.29 | 15960.46 | 133187.5
121 | 2100 | 30 | 24.381 | 113156 | 9608 | 2.7 | 3.2 | 1211.76 | 440.29 | 16939.25 | 141355.3
122 | 2100 | 32 | 26.0063 | 120393 | 9608 | 2.7 | 3.2 | 1211.76 | 440.29 | 17924.56 | 149577.6
123 | 2100 | 34 | 27.6317 | 127581 | 9608 | 2.7 | 3.2 | 1211.76 | 440.29 | 18903.21 | 157744.3
124 | 2100 | 36 | 29.2571 | 134817 | 9608 | 2.7 | 3.2 | 1211.76 | 440.29 | 19888.39 | 165965.4
125 | 2200 | 8 | 6.2061 | 35518 | 10794 | 2.8 | 3.3 | 1295.91 | 470.87 | 6545.93 | 54624.7
126 | 2200 | 10 | 7.7576 | 43005 | 10794 | 2.8 | 3.3 | 1295.91 | 470.87 | 7565.28 | 63131.1
127 | 2200 | 12 | 9.3091 | 50542 | 10794 | 2.8 | 3.3 | 1295.91 | 470.87 | 8591.44 | 71694.2
128 | 2200 | 14 | 10.8606 | 58079 | 10794 | 2.8 | 3.3 | 1295.91 | 470.87 | 9617.61 | 80257.4
129 | 2200 | 16 | 12.4121 | 65614 | 10794 | 2.8 | 3.3 | 1295.91 | 470.87 | 10643.5 | 88818.3
130 | 2200 | 18 | 13.9636 | 73150 | 10794 | 2.8 | 3.3 | 1295.91 | 470.87 | 11669.52 | 97380.3
131 | 2200 | 20 | 15.5152 | 80685 | 10794 | 2.8 | 3.3 | 1295.91 | 470.87 | 12695.41 | 105941.2
132 | 2200 | 22 | 17.0667 | 88170 | 10794 | 2.8 | 3.3 | 1295.91 | 470.87 | 13714.5 | 114445.3
133 | 2200 | 26 | 20.1697 | 103238 | 10794 | 2.8 | 3.3 | 1295.91 | 470.87 | 15766 | 131564.8
134 | 2200 | 28 | 21.7212 | 110772 | 10794 | 2.8 | 3.3 | 1295.91 | 470.87 | 16791.76 | 140124.5
135 | 2200 | 30 | 23.2727 | 118355 | 10794 | 2.8 | 3.3 | 1295.91 | 470.87 | 17824.18 | 148740
136 | 2200 | 32 | 24.8242 | 125888 | 10794 | 2.8 | 3.3 | 1295.91 | 470.87 | 18849.8 | 157298.6
137 | 2200 | 34 | 26.3758 | 133471 | 10794 | 2.8 | 3.3 | 1295.91 | 470.87 | 19882.23 | 165914
138 | 2200 | 36 | 27.9273 | 141052 | 10794 | 2.8 | 3.3 | 1295.91 | 470.87 | 20914.38 | 174527.2
139 | 2200 | 38 | 29.4788 | 148584 | 10794 | 2.8 | 3.3 | 1295.91 | 470.87 | 21939.86 | 183084.6
140
141 | 2300 | 10 | 7.4203 | 0 | 13168 | 2.9 | 3.5 | 1382.87 | 502.4656 | 2049.51 | 17102.8
142 | 2300 | 12 | 8.9043 | 52635 | 13168 | 2.9 | 3.5 | 1382.87 | 502.4656 | 9215.77 | 76904.1
143 | 2300 | 16 | 11.8725 | 68348 | 13168 | 2.9 | 3.5 | 1382.87 | 502.4656 | 11355.09 | 94756.4
144 | 2300 | 18 | 13.3565 | 76229 | 13168 | 2.9 | 3.5 | 1382.87 | 502.4656 | 12428.09 | 103710.4
145 | 2300 | 20 | 14.8406 | 84109 | 13168 | 2.9 | 3.5 | 1382.87 | 502.4656 | 13500.95 | 112663.3
146 | 2300 | 22 | 16.3246 | 91989 | 13168 | 2.9 | 3.5 | 1382.87 | 502.4656 | 14573.81 | 121616.1
147 | 2300 | 26 | 19.2928 | 107748 | 13168 | 2.9 | 3.5 | 1382.87 | 502.4656 | 16719.4 | 139520.7
148 | 2300 | 28 | 20.7768 | 115626 | 13168 | 2.9 | 3.5 | 1382.87 | 502.4656 | 17791.99 | 148471.3
149 | 2300 | 30 | 22.2609 | 123505 | 13168 | 2.9 | 3.5 | 1382.87 | 502.4656 | 18864.72 | 157423.1
150 | 2300 | 32 | 23.7449 | 131433 | 13168 | 2.9 | 3.5 | 1382.87 | 502.4656 | 19944.11 | 166430.4
151 | 2300 | 34 | 25.229 | 139361 | 13168 | 2.9 | 3.5 | 1382.87 | 502.4656 | 21023.51 | 175437.8
152 | 2300 | 36 | 26.713 | 147237 | 13168 | 2.9 | 3.5 | 1382.87 | 502.4656 | 22095.83 | 184386.2
153 | 2300 | 38 | 28.1971 | 155164 | 13168 | 2.9 | 3.5 | 1382.87 | 502.4656 | 23175.09 | 193392.4
154 | 2300 | 40 | 29.6812 | 163090 | 13168 | 2.9 | 3.5 | 1382.87 | 502.4656 | 24254.22 | 202397.6
155
156 | 2400 | 10 | 7.1111 | 0 | 16102 | 3 | 3.6 | 1472.63 | 535.08 | 2465.64 | 20575.4
157 | 2400 | 12 | 8.5333 | 54680 | 16102 | 3 | 3.6 | 1472.63 | 535.08 | 9910.32 | 82700
158 | 2400 | 14 | 9.9556 | 62907 | 16102 | 3 | 3.6 | 1472.63 | 535.08 | 11030.43 | 92047.1
159 | 2400 | 16 | 11.3778 | 71133 | 16102 | 3 | 3.6 | 1472.63 | 535.08 | 12150.39 | 101393.1
160 | 2400 | 18 | 12.8 | 79358 | 16102 | 3 | 3.6 | 1472.63 | 535.08 | 13270.23 | 110737.9
161 | 2400 | 20 | 14.2222 | 87584 | 16102 | 3 | 3.6 | 1472.63 | 535.08 | 14390.2 | 120083.9
162 | 2400 | 22 | 15.6444 | 95759 | 16102 | 3 | 3.6 | 1472.63 | 535.08 | 15503.22 | 129371.9
163 | 2400 | 26 | 18.4889 | 112207 | 16102 | 3 | 3.6 | 1472.63 | 535.08 | 17742.62 | 148059.3
164 | 2400 | 28 | 19.9111 | 120481 | 16102 | 3 | 3.6 | 1472.63 | 535.08 | 18869.13 | 157459.8
165 | 2400 | 30 | 21.3333 | 128704 | 16102 | 3 | 3.6 | 1472.63 | 535.08 | 19988.69 | 166802.4
166 | 2400 | 32 | 22.7556 | 136977 | 16102 | 3 | 3.6 | 1472.63 | 535.08 | 21115.06 | 176201.8
167 | 2400 | 34 | 24.1778 | 145200 | 16102 | 3 | 3.6 | 1472.63 | 535.08 | 22234.62 | 185544.3
168 | 2400 | 36 | 25.6 | 153472 | 16102 | 3 | 3.6 | 1472.63 | 535.08 | 23360.85 | 194942.6
169 | 2400 | 38 | 27.0222 | 161744 | 16102 | 3 | 3.6 | 1472.63 | 535.08 | 24487.08 | 204340.8
170 | 2400 | 40 | 28.4444 | 170016 | 16102 | 3 | 3.6 | 1472.63 | 535.08 | 25613.32 | 213739
171 | 2400 | 42 | 29.8667 | 178287 | 16102 | 3 | 3.6 | 1472.63 | 535.08 | 26739.41 | 223136.1
172
173 | 2500 | 10 | 6.8267 | 0 | 18700 | 3.1 | 3.7 | 1565.19 | 568.7136 | 2836.54 | 23670.4
174 | 2500 | 14 | 9.5573 | 65345 | 18700 | 3.1 | 3.7 | 1565.19 | 568.7136 | 11733.26 | 97912.2
175 | 2500 | 16 | 10.9227 | 73917 | 18700 | 3.1 | 3.7 | 1565.19 | 568.7136 | 12900.34 | 107651.2
176 | 2500 | 18 | 12.288 | 82438 | 18700 | 3.1 | 3.7 | 1565.19 | 568.7136 | 14060.47 | 117332.4
177 | 2500 | 20 | 13.6533 | 91008 | 18700 | 3.1 | 3.7 | 1565.19 | 568.7136 | 15227.28 | 127069.2
178 | 2500 | 22 | 15.0187 | 99578 | 18700 | 3.1 | 3.7 | 1565.19 | 568.7136 | 16394.08 | 136806
179 | 2500 | 28 | 19.1147 | 125286 | 18700 | 3.1 | 3.7 | 1565.19 | 568.7136 | 19894.22 | 166014.1
180 | 2500 | 30 | 20.48 | 133905 | 18700 | 3.1 | 3.7 | 1565.19 | 568.7136 | 21067.7 | 175806.6
181 | 2500 | 34 | 23.2107 | 151090 | 18700 | 3.1 | 3.7 | 1565.19 | 568.7136 | 23407.44 | 195331.3
182 | 2500 | 36 | 24.576 | 159708 | 18700 | 3.1 | 3.7 | 1565.19 | 568.7136 | 24580.78 | 205122.7
183 | 2500 | 38 | 25.9413 | 168324 | 18700 | 3.1 | 3.7 | 1565.19 | 568.7136 | 25753.85 | 214911.8
184 | 2500 | 40 | 27.3067 | 176941 | 18700 | 3.1 | 3.7 | 1565.19 | 568.7136 | 26927.05 | 224702
185 | 2500 | 42 | 28.672 | 185556 | 18700 | 3.1 | 3.7 | 1565.19 | 568.7136 | 28099.99 | 234489.9
186 | 2500 | 44 | 30.0373 | 194172 | 18700 | 3.1 | 3.7 | 1565.19 | 568.7136 | 29273.05 | 244279
187 | 2500 | 46 | 31.4027 | 202788 | 18700 | 3.1 | 3.7 | 1565.19 | 568.7136 | 30446.12 | 254068
188
189 | 2600 | 12 | 7.8769 | 58868 | 21052 | 3.2 | 3.8 | 1660.56 | 603.3664 | 11189.34 | 93373.3
190 | 2600 | 14 | 9.1897 | 67784 | 21052 | 3.2 | 3.8 | 1660.56 | 603.3664 | 12403.25 | 103503.2
191 | 2600 | 16 | 10.5026 | 76651 | 21052 | 3.2 | 3.8 | 1660.56 | 603.3664 | 13610.5 | 113577.4
192 | 2600 | 18 | 11.8154 | 85566 | 21052 | 3.2 | 3.8 | 1660.56 | 603.3664 | 14824.27 | 123706.2
193 | 2600 | 20 | 13.1282 | 94482 | 21052 | 3.2 | 3.8 | 1660.56 | 603.3664 | 16038.19 | 133836.1
194 | 2600 | 22 | 14.441 | 103347 | 21052 | 3.2 | 3.8 | 1660.56 | 603.3664 | 17245.16 | 143908.1
195 | 2600 | 32 | 21.0051 | 148017 | 21052 | 3.2 | 3.8 | 1660.56 | 603.3664 | 23326.98 | 194659.9
196 | 2600 | 34 | 22.3179 | 156980 | 21052 | 3.2 | 3.8 | 1660.56 | 603.3664 | 24547.29 | 204843.2
197 | 2600 | 36 | 23.6308 | 165943 | 21052 | 3.2 | 3.8 | 1660.56 | 603.3664 | 25767.6 | 215026.5
198 | 2600 | 38 | 24.9436 | 174904 | 21052 | 3.2 | 3.8 | 1660.56 | 603.3664 | 26987.64 | 225207.6
199 | 2600 | 40 | 26.2564 | 183866 | 21052 | 3.2 | 3.8 | 1660.56 | 603.3664 | 28207.82 | 235389.7
200 | 2600 | 42 | 27.5692 | 192827 | 21052 | 3.2 | 3.8 | 1660.56 | 603.3664 | 29427.86 | 245570.8
201 | 2600 | 44 | 28.8821 | 201788 | 21052 | 3.2 | 3.8 | 1660.56 | 603.3664 | 30647.9 | 255751.8
202 | 2600 | 46 | 30.1949 | 210748 | 21052 | 3.2 | 3.8 | 1660.56 | 603.3664 | 31867.8 | 265931.7
203 | 2600 | 48 | 31.5077 | 219658 | 21052 | 3.2 | 3.8 | 1660.56 | 603.3664 | 33080.9 | 276054.8
Note:- Cost of pipe varies with Raw material cost.

## BWSC M&M
Data based on Common SoR 2023-24 - for BWSC pipes
| H2=HR Plates (1.6&2mm -Avg) | 65250 | February-2023 |  |  | Conveyance |  | 100 |  |  | IS: 15155-2002
| W2=Wire Rods (5.5/6mm ) | 60000 | February-2023 |  |  |  | Cost of specials | 0.5
| C2=Cement | 4220 | SoR
1 | Earth work excavation in all soils except hard rock requiring blasting for BWSC pipes and filling with excavated soils including laying jointing testing of pipe line including cost of materials etc. complete
| BWSC Class | 12 Kg/cm2 | 1.0m x 1.40m |  |  |  | 1.1m x 1.60m |  | 1.2m x 1.7m | 1.3m x 1.8m | 1.4m x 1.9m | 1.5m x 2m | 1.6m x 2.1m
Trench size
| Pipe dia in mm | BWSC |  | 300 | 350 | 400 | 450 | 500 | 600 | 700 | 800 | 900 | 1000
A) material component
1 | Cost of pipes |  |  | 3588 | 4337 | 4790 | 5368 | 5828 | 7306 | 8850 | 10581 | 12952 | 15273
2 | Transportation charges, including loading at factory, un-loading at site and stacking. |  |  | 100 | 133 | 166 | 218 | 268 | 284 | 318 | 418 | 450 | 517
3 | Cost of specials (0.50%) |  | 0 | 17.94 | 21.685 | 23.95 | 26.84 | 29.14 | 36.53 | 44.25 | 52.905 | 64.76 | 76.365 | 0 | 0
|  | Part A Total -----------> |  | 3705.94 | 4491.685 | 4979.95 | 5612.84 | 6125.14 | 7626.53 | 9212.25 | 11051.905 | 13466.76 | 15866.365
B) Labour component
4 | Earthwork excavation & Refilling |  |  | 830.69 | 932.69 | 1012.69 | 1012.69 | 1268.53 | 1536.07 | 1782.44 | 2027.62 | 2358.63 | 2615.47
|  | PartB Total -----------> |  | 830.69 | 932.69 | 1012.69 | 1012.69 | 1268.53 | 1536.07 | 1782.44 | 2027.62 | 2358.63 | 2615.47
6 | Add Overheads & CP |  |  | 617.66 | 738.53 | 815.9 | 902.07 | 1006.65 | 1247.49 | 1496.93 | 1780.78 | 2154.63 | 2516.3
|  | Grand Total |  | 5154.29 | 6162.905 | 6808.54 | 7527.6 | 8400.32 | 10410.09 | 12491.62 | 14860.305 | 17980.02 | 20998.135
2 | BWSC Class | 14 Kg/cm2 | 1.0m x 1.40m |  |  |  | 1.1m x 1.60m |  | 1.2m x 1.7m | 1.3m x 1.8m | 1.4m x 1.9m | 1.5m x 2m | 1.6m x 2.1m
Trench size
| Pipe dia in mm | BWSC |  | 300 | 350 | 400 | 450 | 500 | 600 | 700 | 800 | 900 | 1000
A) material component
1 | Cost of pipes |  |  | 3588 | 4337 | 4790 | 5414 | 6265 | 7852 | 9881 | 12063 | 14598 | 17341
2 | Transportation charges, including loading at factory, un-loading at site and stacking. |  | 0 | 100 | 133 | 166 | 218 | 268 | 284 | 318 | 418 | 450 | 517
3 | Cost of specials (0.50%) |  | 0 | 17.94 | 21.685 | 23.95 | 27.07 | 31.325 | 39.26 | 49.405 | 60.315 | 72.99 | 86.705 | 0 | 0
|  | Part A Total -----------> |  | 3705.94 | 4491.685 | 4979.95 | 5659.07 | 6564.325 | 8175.26 | 10248.405 | 12541.315 | 15120.99 | 17944.705
B) Labour component
4 | Earthwork excavation & Refilling |  |  | 830.69 | 932.69 | 1012.69 | 1012.69 | 1268.53 | 1536.07 | 1782.44 | 2027.62 | 2358.63 | 2615.47
|  | PartB Total -----------> |  | 830.69 | 932.69 | 1012.69 | 1012.69 | 1268.53 | 1536.07 | 1782.44 | 2027.62 | 2358.63 | 2615.47
6 | Add Overheads & CP |  |  | 617.66 | 738.53 | 815.9 | 908.36 | 1066.44 | 1322.2 | 1638 | 1983.56 | 2379.85 | 2799.27
|  | Grand Total |  | 5154.29 | 6162.905 | 6808.54 | 7580.12 | 8899.295 | 11033.53 | 13668.845 | 16552.495 | 19859.47 | 23359.445
3 | BWSC Class | 16 Kg/cm2
| Trench size |  | 1.0m x 1.4m |  |  |  | 1.1 x 1.6m |  | 1.2 x 1.7m | 1.3 x 1.8m | 1.4 x 1.9m | 1.5 x 2.0m | 1.6 x 2.1m
| Pipe dia in mm | BWSC |  | 300 | 350 | 400 | 450 | 500 | 600 | 700 | 800 | 900 | 1000
A) material component
1 | Cost of pipes |  |  | 3588 | 4337 | 4899 | 5817 | 6731 | 8536 | 10769 | 13227 | 16041 | 19499
2 | Cost of specials (0.50%) |  | 0 | 17.94 | 21.685 | 24.495 | 29.085 | 33.655 | 42.68 | 53.845 | 66.135 | 80.205 | 97.495 | 0 | 0
3 | Transportation charges, including loading at factory, un-loading at site and stacking. |  | 0 | 100 | 133 | 166 | 218 | 268 | 284 | 318 | 418 | 450 | 517
|  | Part A Total -----------> |  | 3705.94 | 4491.685 | 5089.495 | 6064.085 | 7032.655 | 8862.68 | 11140.845 | 13711.135 | 16571.205 | 20113.495
B) Labour component
4 | Earthwork excavation & Refilling |  |  | 830.69 | 932.69 | 1012.69 | 1012.69 | 1268.53 | 1536.07 | 1782.44 | 2027.62 | 2358.63 | 2615.47
|  | PartB Total -----------> |  | 830.69 | 932.69 | 1012.69 | 1012.69 | 1268.53 | 1536.07 | 1782.44 | 2027.62 | 2358.63 | 2615.47
6 | Add Overheads & CP |  |  | 617.66 | 738.53 | 830.81 | 963.5 | 1130.21 | 1415.79 | 1759.51 | 2142.83 | 2577.3 | 3094.55
|  | Grand Total |  | 5154.29 | 6162.905 | 6932.995 | 8040.275 | 9431.395 | 11814.54 | 14682.795 | 17881.585 | 21507.135 | 25823.515
4 | BWSC Class | 18 Kg/cm2
| Trench size |  | 1.0 x 1.4 |  |  |  | 1.1 x 1.6 |  | 1.2 x 1.7 | 1.3 x 1.8 | 1.4 x 1.9 | 1.5 x 2 | 1.6 x 2.1
| Pipe dia in mm | BWSC |  | 300 | 350 | 400 | 450 | 500 | 600 | 700 | 800 | 900 | 1000
A) material component
1 | Cost of pipes |  |  | 3588 | 4415 | 5216 | 6188 | 7226 | 9186 | 11681 | 14466 | 17608 | 21473
2 | Cost of specials (0.50%) |  | 0 | 17.94 | 22.075 | 26.08 | 30.94 | 36.13 | 45.93 | 58.405 | 72.33 | 88.04 | 107.365
3 | Transportation charges, including loading at factory, un-loading at site and stacking. |  | 0 | 100 | 133 | 166 | 218 | 268 | 284 | 318 | 418 | 450 | 517
|  | Part A Total -----------> |  | 3705.94 | 4570.075 | 5408.08 | 6436.94 | 7530.13 | 9515.93 | 12057.405 | 14956.33 | 18146.04 | 22097.365
B) Labour component
4 | Earthwork excavation & Refilling |  |  | 830.69 | 932.69 | 1012.69 | 1012.69 | 1268.53 | 1536.07 | 1782.44 | 2027.62 | 2358.63 | 2615.47
|  | PartB Total -----------> |  | 830.69 | 932.69 | 1012.69 | 1012.69 | 1268.53 | 1536.07 | 1782.44 | 2027.62 | 2358.63 | 2615.47
6 | Add Overheads & CP |  |  | 617.66 | 749.2 | 874.19 | 1014.27 | 1197.94 | 1504.73 | 1884.29 | 2312.36 | 2791.71 | 3364.65
|  | Grand Total |  | 5154.29 | 6251.965 | 7294.96 | 8463.9 | 9996.6 | 12556.73 | 15724.135 | 19296.31 | 23296.38 | 28077.485
5 | BWSC Class | 20 Kg/cm2
| Trench size |  | 1.0 x 1.4 |  |  |  | 1.1 x 1.6 |  | 1.2 x 1.7 | 1.3 x 1.8 | 1.4 x 1.9 | 1.5 x 2 | 1.6 x 2.1
| Pipe dia in mm | BWSC |  | 300 | 350 | 400 | 450 | 500 | 600 | 700 | 800 | 900 | 1000
A) material component
1 | Cost of pipes |  |  | 3588 | 4648 | 5508 | 6591 | 7637 | 9884 | 12757 | 15937 | 19178 | 23215
2 | Cost of specials (0.50%) |  | 0 | 17.94 | 23.24 | 27.54 | 32.955 | 38.185 | 49.42 | 63.785 | 79.685 | 95.89 | 116.075 | 0 | 0
3 | Transportation charges, including loading at factory, un-loading at site and stacking. |  | 0 | 100 | 133 | 166 | 218 | 268 | 284 | 318 | 418 | 450 | 517
|  | Part A Total -----------> |  | 3705.94 | 4804.24 | 5701.54 | 6841.955 | 7943.185 | 10217.42 | 13138.785 | 16434.685 | 19723.89 | 23848.075
B) Labour component
4 | Earthwork excavation & Refilling |  |  | 830.69 | 932.69 | 1012.69 | 1012.69 | 1268.53 | 1536.07 | 1782.44 | 2027.62 | 2358.63 | 2615.47
|  | PartB Total -----------> |  | 830.69 | 932.69 | 1012.69 | 1012.69 | 1268.53 | 1536.07 | 1782.44 | 2027.62 | 2358.63 | 2615.47
6 | Add Overheads & CP |  |  | 617.66 | 781.08 | 914.14 | 1069.41 | 1254.17 | 1600.24 | 2031.52 | 2513.64 | 3006.54 | 3603.01
|  | Grand Total |  | 5154.29 | 6518.01 | 7628.37 | 8924.055 | 10465.885 | 13353.73 | 16952.745 | 20975.945 | 25089.06 | 30066.555
6 | BWSC Class | 22 Kg/cm2
| Trench size |  | 1.0 x 1.4m |  |  |  | 1.1 x 1.6m |  | 1.2 x 1.7m | 1.3 x 1.8m | 1.4 x 1.9m | 1.5 x 2m | 1.6 x 2.1m
| Pipe dia in mm | BWSC |  | 300 | 350 | 400 | 450 | 500 | 600 | 700 | 800 | 900 | 1000
A) material component
1 | Cost of pipes |  |  | 3775 | 4899 | 5816 | 6907 | 8179 | 10564 | 13681 | 17087 | 21076 | 24746
2 | Cost of specials (0.50%) |  | 0 | 18.875 | 24.495 | 29.08 | 34.535 | 40.895 | 52.82 | 68.405 | 85.435 | 105.38 | 123.73 | 0 | 0
3 | Transportation charges, including loading at factory, un-loading at site and stacking. |  | 0 | 100 | 133 | 166 | 218 | 268 | 284 | 318 | 418 | 450 | 517
|  | Part A Total -----------> |  | 3893.875 | 5056.495 | 6011.08 | 7159.535 | 8487.895 | 10900.82 | 14067.405 | 17590.435 | 21631.38 | 25386.73
B) Labour component
4 | Earthwork excavation & Refilling |  |  | 830.69 | 932.69 | 1012.69 | 1012.69 | 1268.53 | 1536.07 | 1782.44 | 2027.62 | 2358.63 | 2615.47
|  | PartB Total -----------> |  | 830.69 | 932.69 | 1012.69 | 1012.69 | 1268.53 | 1536.07 | 1782.44 | 2027.62 | 2358.63 | 2615.47
6 | Add Overheads & CP |  |  | 643.25 | 815.43 | 956.29 | 1112.65 | 1328.34 | 1693.28 | 2157.96 | 2671 | 3266.24 | 3812.5 | 0 | 0 | 0 | 0 | 0 | 0 | 0 | 0 | 0 | 0 | 0
|  | Grand Total |  | 5367.815 | 6804.615 | 7980.06 | 9284.875 | 11084.765 | 14130.17 | 18007.805 | 22289.055 | 27256.25 | 31814.7
7 | BWSC Class | 24 Kg/cm2
| Trench size |  | 1.0 x 1.4m |  |  |  | 1.1 x 1.6m |  | 1.2 x 1.7m | 1.3 x 1.8m | 1.4 x 1.9m | 1.5 x 2m | 1.6 x 2.1m
| Pipe dia in mm | BWSC |  | 300 | 350 | 400 | 450 | 500 | 600 | 700 | 800 | 900 | 1000
A) material component
1 | Cost of pipes |  |  | 4257 | 5132 | 6110 | 7306 | 8624 | 11394 | 14568 | 18654 | 22470 | 26943
2 | Cost of specials (0.50%) |  | 0 | 21.285 | 25.66 | 30.55 | 36.53 | 43.12 | 56.97 | 72.84 | 93.27 | 112.35 | 134.715 | 0 | 0
3 | Transportation charges, including loading at factory, un-loading at site and stacking. |  | 0 | 100 | 133 | 166 | 218 | 268 | 284 | 318 | 418 | 450 | 517
|  | Part A Total -----------> |  | 4378.285 | 5290.66 | 6306.55 | 7560.53 | 8935.12 | 11734.97 | 14958.84 | 19165.27 | 23032.35 | 27594.715
B) Labour component
4 | Earthwork excavation & Refilling |  |  | 830.69 | 932.69 | 1012.69 | 1012.69 | 1268.53 | 1536.07 | 1782.44 | 2027.62 | 2358.63 | 2615.47
|  | PartB Total -----------> |  | 830.69 | 932.69 | 1012.69 | 1012.69 | 1268.53 | 1536.07 | 1782.44 | 2027.62 | 2358.63 | 2615.47
6 | Add Overheads & CP |  |  | 709.2 | 847.31 | 996.51 | 1167.24 | 1389.23 | 1806.85 | 2279.33 | 2885.41 | 3456.98 | 4113.12
|  | Grand Total |  | 5918.175 | 7070.66 | 8315.75 | 9740.46 | 11592.88 | 15077.89 | 19020.61 | 24078.3 | 28847.96 | 34323.305
8 | BWSC Class | 26 Kg/cm2
| Trench size |  | 1.0 x 1.4m |  |  |  | 1.1 x 1.6m |  | 1.2 x 1.7m | 1.3 x 1.8m | 1.4 x 1.9m | 1.5 x 2m | 1.6 x 2.1m
| Pipe dia in mm | BWSC |  | 300 | 350 | 400 | 450 | 500 | 600 | 700 | 800 | 900 | 1000
A) material component
1 | Cost of pipes |  |  | 4430 | 5364 | 6421 | 7592 | 9023 | 12160 | 16014 | 19980 | 24292 | 28969
2 | Cost of specials (0.50%) |  | 0 | 22.15 | 26.82 | 32.105 | 37.96 | 45.115 | 60.8 | 80.07 | 99.9 | 121.46 | 144.845 | 0 | 0
3 | Transportation charges, including loading at factory, un-loading at site and stacking. |  | 0 | 100 | 133 | 166 | 218 | 268 | 284 | 318 | 418 | 450 | 517
|  | Part A Total -----------> |  | 4552.15 | 5523.82 | 6619.105 | 7847.96 | 9336.115 | 12504.8 | 16412.07 | 20497.9 | 24863.46 | 29630.845
B) Labour component
4 | Earthwork excavation & Refilling |  |  | 830.69 | 932.69 | 1012.69 | 1012.69 | 1268.53 | 1536.07 | 1782.44 | 2027.62 | 2358.63 | 2615.47
|  | PartB Total -----------> |  | 830.69 | 932.69 | 1012.69 | 1012.69 | 1268.53 | 1536.07 | 1782.44 | 2027.62 | 2358.63 | 2615.47
6 | Add Overheads & CP |  |  | 732.87 | 879.05 | 1039.07 | 1206.38 | 1443.82 | 1911.66 | 2477.18 | 3066.85 | 3706.29 | 4390.34 | 0 | 0
|  | Grand Total |  | 6115.71 | 7335.56 | 8670.865 | 10067.03 | 12048.465 | 15952.53 | 20671.69 | 25592.37 | 30928.38 | 36636.655
9 | BWSC Class | 28 Kg/cm2
| Trench size |  | 1.0 x 1.4m |  |  |  | 1.1 x 1.6m |  | 1.2 x 1.7m | 1.3 x 1.8m | 1.4 x 1.9m | 1.5 x 2m | 1.6 x 2.1m
| Pipe dia in mm | BWSC |  | 300 | 350 | 400 | 450 | 500 | 600 | 700 | 800 | 900 | 1000
A) material component
1 | Cost of pipes |  |  | 4544 | 5615 | 6654 | 7933 | 9624 | 12916 | 16827 | 21008 | 25974 | 31780
2 | Cost of specials (0.50%) |  | 0 | 22.72 | 28.075 | 33.27 | 39.665 | 48.12 | 64.58 | 84.135 | 105.04 | 129.87 | 158.9 | 0 | 0
3 | Transportation charges, including loading at factory, un-loading at site and stacking. |  | 0 | 100 | 133 | 166 | 218 | 268 | 284 | 318 | 418 | 450 | 517
|  | Part A Total -----------> |  | 4666.72 | 5776.075 | 6853.27 | 8190.665 | 9940.12 | 13264.58 | 17229.135 | 21531.04 | 26553.87 | 32455.9
B) Labour component
4 | Earthwork excavation & Refilling |  |  | 830.69 | 932.69 | 1012.69 | 1012.69 | 1268.53 | 1536.07 | 1782.44 | 2027.62 | 2358.63 | 2615.47
|  | PartB Total -----------> |  | 830.69 | 932.69 | 1012.69 | 1012.69 | 1268.53 | 1536.07 | 1782.44 | 2027.62 | 2358.63 | 2615.47
6 | Add Overheads & CP |  |  | 748.47 | 913.4 | 1070.95 | 1253.04 | 1526.06 | 2015.11 | 2588.43 | 3207.51 | 3936.44 | 4774.97
|  | Grand Total |  | 6245.88 | 7622.165 | 8936.91 | 10456.395 | 12734.71 | 16815.76 | 21600.005 | 26766.17 | 32848.94 | 39846.34

## RCC M&M
Data based on Common SoR 2023-24 - for RCC Pipes
| Cement Rate | 4220 | SoR | [6 empty] | BIS No: | 458/2003
| Steel Rate | 60000 | February-2023 |  |  | Lead | 30
1 | Earth work excavation in all soils except hard rock requiring blasting for RCC pipes and filling with excavated soils including laying jointing testing of pipe line including cost of materials etc. complete
1 | RCC PLAIN ENDED | NP2
| Pipe cost | 225 | 250 | 300 | 350 | 400 | 450 | 500 | 600 | 700 | 800 | 900 | 1000
A) Materials component
1 | Basic cost | 257 | 272 | 393 | 488 | 565 | 691 | 758 | 1120 | 1432 | 1766 | 2238 | 2732
2 | Cost of specials (0%) | 0 | 0 | 0 | 0 | 0 | 0 | 0 | 0 | 0 | 0 | 0 | 0
3 | Transportation Charges | 29.97 | 31.58 | 43.02 | 78.15 | 86.37 | 107.62 | 121.09 | 184.33 | 249.88 | 265.96 | 282.02 | 509.26
| Pipe cost | 286.97 | 303.58 | 436.02 | 566.15 | 651.37 | 798.62 | 879.09 | 1304.33 | 1681.88 | 2031.96 | 2520.02 | 3241.26
RCC couplings (100%)
4 | Basic cost - each | 69 | 76 | 99 | 123 | 135 | 212 | 241 | 328 | 427 | 606 | 723 | 845
5 | Cost per Rmt | 27.6 | 30.4 | 39.6 | 49.2 | 54 | 84.8 | 96.4 | 131.2 | 170.8 | 242.4 | 289.2 | 338
| Part A Total -----------> | 314.57 | 333.98 | 475.62 | 615.35 | 705.37 | 883.42 | 975.49 | 1435.53 | 1852.68 | 2274.36 | 2809.22 | 3579.26
B) Labour component
6 | Earth work excavation, L&J | 591.1375 | 619.8975 | 677.4175 | 790.98 | 848.5 | 906.02 | 1044.445 | 1225.09 | 1409.56 | 1597.845 | 1789.965 | 1985.91
|  | 591.1375 | 619.8975 | 677.4175 | 790.98 | 848.5 | 906.02 | 1044.445 | 1225.09 | 1409.56 | 1597.845 | 1789.965 | 1985.91
| Add Overheads & CP | 123.31 | 129.87 | 156.99 | 191.47 | 211.56 | 243.63 | 275.01 | 362.24 | 444.15 | 527.2 | 626.18 | 757.7
| Total cost per Rmt. | 1029 | 1083.7 | 1310 | 1597.8 | 1765.4 | 2033.1 | 2294.9 | 3022.9 | 3706.4 | 4399.4 | 5225.4 | 6322.9
2 | RCC PLAIN ENDED | NP3
| Pipe cost | 225 | 250 | 300 | 350 | 400 | 450 | 500 | 600 | 700 | 800 | 900 | 1000
A) Materials component
1 | Basic cost | 0 | 0 | 917 | 1097 | 1208 | 1388 | 1507 | 2281 | 2843 | 3763 | 4738 | 5777
2 | Cost of specials (0%) | 0 | 0 | 0 | 0 | 0 | 0 | 0 | 0 | 0 | 0 | 0 | 0
3 | Transportation Charges | 0 | 0 | 103.7 | 113.53 | 141.39 | 158.06 | 166.1 | 301.31 | 342.65 | 374.8 | 597.27 | 648.71
| Pipe cost | 0 | 0 | 1020.7 | 1210.53 | 1349.39 | 1546.06 | 1673.1 | 2582.31 | 3185.65 | 4137.8 | 5335.27 | 6425.71
RCC couplings (100%)
4 | Basic cost - each | 0 | 0 | 141 | 177 | 202 | 269 | 321 | 420 | 567 | 721 | 839 | 1050
5 | Cost per Rmt | 0 | 0 | 56.4 | 70.8 | 80.8 | 107.6 | 128.4 | 168 | 226.8 | 288.4 | 335.6 | 420
| Part A Total -----------> | 0 | 0 | 1077.1 | 1281.33 | 1430.19 | 1653.66 | 1801.5 | 2750.31 | 3412.45 | 4426.2 | 5670.87 | 6845.71
B) Labour component
6 | Earth work excavation, L&J | 0 | 0 | 677.4175 | 790.98 | 848.5 | 906.02 | 1044.445 | 1225.09 | 1409.56 | 1597.845 | 1789.965 | 1985.91
|  | 0 | 0 | 677.4175 | 790.98 | 848.5 | 906.02 | 1044.445 | 1225.09 | 1409.56 | 1597.845 | 1789.965 | 1985.91
| Add Overheads & CP | 0 | 0 | 238.88 | 282.15 | 310.24 | 348.5 | 387.48 | 541.25 | 656.52 | 820.17 | 1015.79 | 1202.43
| Total cost per Rmt. | 0 | 0 | 1993.4 | 2354.5 | 2588.9 | 2908.2 | 3233.4 | 4516.7 | 5478.5 | 6844.2 | 8476.6 | 10034.1
3 | RCC PLAIN ENDED | NP4
| Pipe cost | 225 | 250 | 300 | 350 | 400 | 450 | 500 | 600 | 700 | 800 | 900 | 1000
A) Materials component
1 | Basic cost | 0 | 0 | 941 | 1120 | 1238 | 1405 | 1745 | 2723 | 3671 | 4796 | 5988 | 8208
2 | Cost of specials (0%) | 0 | 0 | 0 | 0 | 0 | 0 | 0 | 0 | 0 | 0 | 0 | 0
3 | Transportation Charges | 0 | 0 | 103.7 | 113.53 | 141.39 | 158.06 | 166.1 | 301.31 | 342.65 | 374.8 | 597.27 | 648.71
| Pipe cost | 0 | 0 | 1044.7 | 1233.53 | 1379.39 | 1563.06 | 1911.1 | 3024.31 | 4013.65 | 5170.8 | 6585.27 | 8856.71
RCC couplings (100%)
4 | Basic cost - each | 0 | 0 | 141 | 177 | 202 | 269 | 321 | 420 | 567 | 721 | 839 | 1050
5 | Cost per Rmt | 0 | 0 | 56.4 | 70.8 | 80.8 | 107.6 | 128.4 | 168 | 226.8 | 288.4 | 335.6 | 420
| Part A Total -----------> | 0 | 0 | 1101.1 | 1304.33 | 1460.19 | 1670.66 | 2039.5 | 3192.31 | 4240.45 | 5459.2 | 6920.87 | 9276.71
B) Labour component
6 | Earth work excavation, L&J | 0 | 0 | 677.4175 | 790.98 | 848.5 | 906.02 | 1044.445 | 1225.09 | 1409.56 | 1597.845 | 1789.965 | 1985.91
|  | 0 | 0 | 677.4175 | 790.98 | 848.5 | 906.02 | 1044.445 | 1225.09 | 1409.56 | 1597.845 | 1789.965 | 1985.91
| Add Overheads & CP | 0 | 0 | 242.15 | 285.28 | 314.33 | 350.81 | 419.88 | 601.43 | 769.25 | 960.82 | 1185.98 | 1533.41
| Total cost per Rmt. | 0 | 0 | 2020.7 | 2380.6 | 2623 | 2927.5 | 3503.8 | 5018.8 | 6419.3 | 8017.9 | 9896.8 | 12796
4 | RCC S/S Pipes | NP2
| Pipe cost | 225 | 250 | 300 | 350 | 400 | 450 | 500 | 600 | 700 | 800 | 900 | 1000
A) Materials component
1 | Basic cost | 317 | 338 | 476 | 611 | 673 | 840 | 969 | 1356 | 1760 | 2269 | 2882 | 3514
2 | Cost of specials (0%) | 0 | 0 | 0 | 0 | 0 | 0 | 0 | 0 | 0 | 0 | 0 | 0
3 | Transportation Charges | 34.58 | 59.43 | 75.2 | 84.75 | 93.75 | 112.73 | 122.8 | 189.87 | 215.19 | 316.34 | 531.97 | 556.08
4 | Pipe cost | 351.58 | 397.43 | 551.2 | 695.75 | 766.75 | 952.73 | 1091.8 | 1545.87 | 1975.19 | 2585.34 | 3413.97 | 4070.08
Rubber rings (100%)
5 | Basic cost | 79 | 88 | 108 | 125 | 138 | 156 | 203 | 267 | 267 | 461 | 577 | 675
6 | Cost per Rmt | 39.5 | 44 | 43.2 | 50 | 55.2 | 62.4 | 81.2 | 106.8 | 106.8 | 184.4 | 230.8 | 270
| Part A Total -----------> | 391.08 | 441.43 | 594.4 | 745.75 | 821.95 | 1015.13 | 1173 | 1652.67 | 2081.99 | 2769.74 | 3644.77 | 4340.08
B) Labour component
7 | Earth work excavation, L&J | 453.8075 | 455.4775 | 468.1175 | 537.51 | 554.27 | 569.25 | 664.065 | 743.86 | 884.68 | 1012.525 | 1125.205 | 1276.51
|  | 453.8075 | 455.4775 | 468.1175 | 537.51 | 554.27 | 569.25 | 664.065 | 743.86 | 884.68 | 1012.525 | 1125.205 | 1276.51
| Add Overheads & CP | 115.03 | 122.11 | 144.66 | 174.72 | 187.37 | 215.71 | 250.12 | 326.29 | 403.91 | 514.96 | 649.43 | 764.7
| Total cost per Rmt. | 959.9 | 1019 | 1207.2 | 1458 | 1563.6 | 1800.1 | 2087.2 | 2722.8 | 3370.6 | 4297.2 | 5419.4 | 6381.3
5 | RCC S/S Pipes | NP3
| Pipe cost | 225 | 250 | 300 | 350 | 400 | 450 | 500 | 600 | 700 | 800 | 900 | 1000
A) Materials component
1 | Basic cost | 0 | 0 | 1173 | 1457 | 1615 | 1783 | 2041 | 2867 | 3676 | 4873 | 6138 | 6901
2 | Cost of specials (0%) | 0 | 0 | 0 | 0 | 0 | 0 | 0 | 0 | 0 | 0 | 0 | 0
3 | Transportation Charges | 0 | 0 | 131.8 | 147.18 | 223.27 | 233.18 | 254.02 | 351.99 | 590.86 | 632.21 | 673.53 | 690.07
4 | Pipe cost | 0 | 0 | 1304.8 | 1604.18 | 1838.27 | 2016.18 | 2295.02 | 3218.99 | 4266.86 | 5505.21 | 6811.53 | 7591.07
Rubber rings (100%)
5 | Basic cost | 0 | 0 | 139 | 166 | 188 | 213 | 244 | 354 | 424 | 515 | 696 | 840
6 | Cost per Rmt | 0 | 0 | 55.6 | 66.4 | 75.2 | 85.2 | 97.6 | 141.6 | 169.6 | 206 | 278.4 | 336
| Part A Total -----------> | 0 | 0 | 1360.4 | 1670.58 | 1913.47 | 2101.38 | 2392.62 | 3360.59 | 4436.46 | 5711.21 | 7089.93 | 7927.07
B) Labour component
7 | Earth work excavation, L&J | 0 | 0 | 468.1175 | 537.51 | 554.27 | 569.25 | 664.065 | 743.86 | 884.68 | 1012.525 | 1125.205 | 1276.51
|  | 0 | 0 | 468.1175 | 537.51 | 554.27 | 569.25 | 664.065 | 743.86 | 884.68 | 1012.525 | 1125.205 | 1276.51
| Add Overheads & CP | 0 | 0 | 248.95 | 300.63 | 335.98 | 363.61 | 416.17 | 558.82 | 724.47 | 915.44 | 1118.49 | 1253.07
| Total cost per Rmt. | 0 | 0 | 2077.5 | 2508.7 | 2803.7 | 3034.2 | 3472.9 | 4663.3 | 6045.6 | 7639.2 | 9333.6 | 10456.7
5 | RCC S/S Pipes | NP4
| Pipe cost | 225 | 250 | 300 | 350 | 400 | 450 | 500 | 600 | 700 | 800 | 900 | 1000
A) Materials component
1 | Basic cost | 0 | 0 | 1249 | 1483 | 1643 | 1794 | 2225 | 2941 | 3842 | 5019 | 6329 | 7344
2 | Cost of specials (0%) | 0 | 0 | 0 | 0 | 0 | 0 | 0 | 0 | 0 | 0 | 0 | 0
3 | Transportation Charges | 0 | 0 | 131.8 | 147.18 | 223.27 | 233.18 | 254.02 | 351.99 | 590.86 | 632.21 | 673.53 | 690.07
4 | Pipe cost | 0 | 0 | 1380.8 | 1630.18 | 1866.27 | 2027.18 | 2479.02 | 3292.99 | 4432.86 | 5651.21 | 7002.53 | 8034.07
Rubber rings (100%)
5 | Basic cost | 0 | 0 | 139 | 166 | 188 | 213 | 244 | 354 | 424 | 515 | 696 | 840
6 | Cost per Rmt | 0 | 0 | 55.6 | 66.4 | 75.2 | 85.2 | 97.6 | 141.6 | 169.6 | 206 | 278.4 | 336
| Part A Total -----------> | 0 | 0 | 1436.4 | 1696.58 | 1941.47 | 2112.38 | 2576.62 | 3434.59 | 4602.46 | 5857.21 | 7280.93 | 8370.07
B) Labour component
7 | Earth work excavation, L&J | 0 | 0 | 468.1175 | 537.51 | 554.27 | 569.25 | 664.065 | 743.86 | 884.68 | 1012.525 | 1125.205 | 1276.51
|  | 0 | 0 | 468.1175 | 537.51 | 554.27 | 569.25 | 664.065 | 743.86 | 884.68 | 1012.525 | 1125.205 | 1276.51
| Add Overheads & CP | 0 | 0 | 259.3 | 304.17 | 339.8 | 365.1 | 441.22 | 568.9 | 747.07 | 935.31 | 1144.5 | 1313.38
| Total cost per Rmt. | 0 | 0 | 2163.8 | 2538.3 | 2835.5 | 3046.7 | 3681.9 | 4747.4 | 6234.2 | 7805 | 9550.6 | 10960

## AC M&M
Data based on Common SoR 2023-24 - for AC pipes
| Cement Rate | 4220 | SoR | [6 empty] | BIS NO: | 1592/2003
| Fiber Rate | 78800 | No-Comm. of Rate.
1 | Earth work excavation in all soils except hard rock requiring blasting for AC pipes and filling with excavated soils including laying jointing testing of pipe line including cost of materials etc. complete
| AC | CL-15 | Kg/cm2
| Pipe cost | 100 | 125 | 150 | 200 | 250 | 300 | 350 | 400 | 450 | 500 | 600
A) Materials component
1 | Basic cost | 313 | 408 | 574 | 953 | 1211 | 1693 | 2063 | 2682 | 3179 | 3929 | 5584
2 | Cost of specials (1.50%) | 4.695 | 6.12 | 8.61 | 14.295 | 18.165 | 25.395 | 30.945 | 40.23 | 47.685 | 58.935 | 83.76
3 | Transportation @5% | 15.65 | 20.4 | 28.7 | 47.65 | 60.55 | 84.65 | 103.15 | 134.1 | 158.95 | 196.45 | 279.2
| Pipe cost | 333.345 | 434.52 | 611.31 | 1014.945 | 1289.715 | 1803.045 | 2197.095 | 2856.33 | 3385.635 | 4184.385 | 5946.96
AC couplings (100%)
5 | Basic cost - each | 143 | 183 | 211 | 387 | 454 | 593 | 766 | 1181 | 1415 | 1685 | 2082
6 | Cost per Rmt | 35.75 | 45.75 | 52.75 | 96.75 | 113.5 | 148.25 | 191.5 | 295.25 | 353.75 | 421.25 | 520.5
Rubber rings (100%)
7 | Basic cost - each | 110 | 142 | 180 | 187 | 217 | 217 | 246 | 301 | 353 | 408 | 464
8 | Cost per Rmt | 27.5 | 35.5 | 45 | 46.75 | 54.25 | 54.25 | 61.5 | 75.25 | 88.25 | 102 | 116
| Part A Total -----------> | 396.595 | 515.77 | 709.06 | 1158.445 | 1457.465 | 2005.545 | 2450.095 | 3226.83 | 3827.635 | 4707.635 | 6583.46
B) Labour component
9 | Earth work excavation | 406.095 | 415.095 | 434.095 | 489.2975 | 521.2975 | 563.2975 | 779.34 | 978.34 | 1105.34 | 1380.245 | 1513.85
|  | 406.095 | 415.095 | 434.095 | 489.2975 | 521.2975 | 563.2975 | 779.34 | 978.34 | 1105.34 | 1380.245 | 1513.85
| Add Overheads & CP | 109.29 | 126.74 | 155.64 | 224.34 | 269.41 | 349.75 | 439.69 | 572.53 | 671.62 | 828.86 | 1102.45
| Total cost of pipe | 912 | 1057.6 | 1298.8 | 1872.1 | 2248.2 | 2918.6 | 3669.1 | 4777.7 | 5604.6 | 6916.7 | 9199.8
2 | AC | CL-20 | Kg/cm2
| Pipe cost | 100 | 125 | 150 | 200 | 250 | 300 | 350 | 400 | 450 | 500 | 600
A) Materials component
1 | Basic cost | 398 | 509 | 714 | 1219 | 1567 | 2201 | 2681 | 3505 | 4219 | 5161 | 7290
2 | Cost of specials (1.50%) | 5.97 | 7.635 | 10.71 | 18.285 | 23.505 | 33.015 | 40.215 | 52.575 | 63.285 | 77.415 | 109.35
3 | Transportation @5% | 19.9 | 25.45 | 35.7 | 60.95 | 78.35 | 110.05 | 134.05 | 175.25 | 210.95 | 258.05 | 364.5
4 | Pipe cost | 423.87 | 542.085 | 760.41 | 1298.235 | 1668.855 | 2344.065 | 2855.265 | 3732.825 | 4493.235 | 5496.465 | 7763.85
AC couplings (100%)
5 | Basic cost - each | 158 | 199 | 264 | 428 | 573 | 768 | 989 | 1540 | 1862 | 2251 | 2617
6 | Cost per Rmt | 46.75 | 49.75 | 66 | 107 | 143.25 | 192 | 247.25 | 385 | 465.5 | 562.75 | 654.25
Rubber rings (100%)
7 | Basic cost | 110 | 142 | 180 | 187 | 217 | 217 | 246 | 301 | 353 | 408 | 464
8 | Cost per Rmt | 27.5 | 35.5 | 45 | 46.75 | 54.25 | 54.25 | 61.5 | 75.25 | 88.25 | 102 | 116
| Part A Total -----------> | 498.12 | 627.335 | 871.41 | 1451.985 | 1866.355 | 2590.315 | 3164.015 | 4193.075 | 5046.985 | 6161.215 | 8534.1
B) Labour component
9 | Earth work excavation | 406.095 | 415.095 | 434.095 | 489.2975 | 521.2975 | 563.2975 | 779.34 | 978.34 | 1105.34 | 1380.245 | 1513.85
|  | 406.095 | 415.095 | 434.095 | 489.2975 | 521.2975 | 563.2975 | 779.34 | 978.34 | 1105.34 | 1380.245 | 1513.85
| Add Overheads & CP | 123.11 | 141.93 | 177.74 | 264.31 | 325.08 | 429.36 | 536.89 | 704.09 | 837.64 | 1026.77 | 1368.03
| Total cost of pipe | 1027.3 | 1184.4 | 1483.2 | 2205.6 | 2712.7 | 3583 | 4480.2 | 5875.5 | 6990 | 8568.2 | 11416
3 | AC | CL-25 | Kg/cm2
| Pipe cost | 100 | 125 | 150 | 200 | 250 | 300 | 350 | 400 | 450 | 500 | 600
A) Materials component
1 | Basic cost | 488 | 638 | 899 | 1548 | 1961 | 2811 | 3378 | 4351 | 5283 | 6481 | 9289
2 | Cost of specials (1.50%) | 7.32 | 9.57 | 13.485 | 23.22 | 29.415 | 42.165 | 50.67 | 65.265 | 79.245 | 97.215 | 139.335
3 | Transportation @5% | 24.4 | 31.9 | 44.95 | 77.4 | 98.05 | 140.55 | 168.9 | 217.55 | 264.15 | 324.05 | 464.45
4 | Pipe cost | 519.72 | 679.47 | 957.435 | 1648.62 | 2088.465 | 2993.715 | 3597.57 | 4633.815 | 5626.395 | 6902.265 | 9892.785
AC couplings (100%)
5 | Basic cost - each | 187 | 240 | 326 | 543 | 727 | 988 | 1262 | 1968 | 2390 | 2872 | 3347
6 | Cost per Rmt | 46.75 | 60 | 81.5 | 135.75 | 181.75 | 247 | 315.5 | 492 | 597.5 | 718 | 836.75
Rubber rings (100%)
7 | Basic cost | 110 | 142 | 180 | 187 | 217 | 217 | 246 | 301 | 353 | 408 | 464
8 | Cost per Rmt | 27.5 | 35.5 | 45 | 46.75 | 54.25 | 54.25 | 61.5 | 75.25 | 88.25 | 102 | 116
| Part A Total -----------> | 593.97 | 774.97 | 1083.935 | 1831.12 | 2324.465 | 3294.965 | 3974.57 | 5201.065 | 6312.145 | 7722.265 | 10845.535
B) Labour component
9 | Earth work excavation | 406.095 | 415.095 | 434.095 | 489.2975 | 521.2975 | 563.2975 | 779.34 | 978.34 | 1105.34 | 1380.245 | 1513.85
|  | 406.095 | 415.095 | 434.095 | 489.2975 | 521.2975 | 563.2975 | 779.34 | 978.34 | 1105.34 | 1380.245 | 1513.85
| Add Overheads & CP | 136.16 | 162.03 | 206.68 | 315.92 | 387.45 | 525.3 | 647.24 | 841.33 | 1009.89 | 1239.31 | 1682.73
| Total cost of pipe | 1136.2 | 1352.1 | 1724.7 | 2636.3 | 3233.2 | 4383.6 | 5401.2 | 7020.7 | 8427.4 | 10341.8 | 14042.1

## PSC M&M
Data based on Common SoR 2023-24 - for PSCpipes
|  | Cement | 4220 |  | SoR |  |  | Cost of specials : | 1.5 |  | IS: 784/2001
|  | HT Wire | 72750 |  | February-2023 |  |  | Conveyance: | 150
Earth work excavation in all soils upto SDR except hard rock requiring blasting for PSC pipes 'filling with excavated soils including laying jointing testing of pipe line including cost of materials etc. complete
| PSC Pipes Class : | 10 Kg/cm2
| Trench size |  | 0.95 x 1.55m | 1.0 x 1.6m | 1.05 x 1.65m | 1.1 x 1.7m | 1.2 x 1.8m | 1.3 x 1.9m | 1.4 x 2.0m | 1.5 x 2.1m | 1.6 x 2.2m
| Pipe dia in mm = | PSC | 350 | 400 | 450 | 500 | 600 | 700 | 800 | 900 | 1000
1 | Cost of pipes |  | 3641 | 3954 | 4195 | 4524 | 5221 | 6243 | 7632 | 8811 | 10444
2 | Transportation charges, including loading at factory, un-loading at site and stacking. |  | 342 | 342 | 399 | 418.5 | 475.5 | 780 | 780 | 780 | 1255.5
3 | Cost of specials (1.50%) |  | 54.615 | 59.31 | 62.925 | 67.86 | 78.315 | 93.645 | 114.48 | 132.165 | 156.66
|  | Part A Total -----------> | 4037.615 | 4355.31 | 4656.925 | 5010.36 | 5774.815 | 7116.645 | 8526.48 | 9723.165 | 11856.16
4 | Earth work, Laying, jointing, testing HFT pressure including cost of ruuber rings, cost of transportation of water and emptying pipe line after completion of field testing. |  | 608.69 | 635.69 | 691.69 | 787.53 | 946.07 | 1096.44 | 1244.62 | 1378.63 | 1572.47
| Add Overheads & CP |  | 632.59 | 679.52 | 728.21 | 789.38 | 915.05 | 1118.21 | 1330.34 | 1511.51 | 1828.31
|  | Total | 5278.895 | 5670.52 | 6076.825 | 6587.27 | 7635.935 | 9331.295 | 11101.44 | 12613.305 | 15256.94
| PSC Pipes Class : | 12 Kg/cm2
| Trench size |  | 0.95 x 1.55m | 1.0 x 1.6m | 1.05 x 1.65m | 1.1 x 1.7m | 1.2 x 1.8m | 1.3 x 1.9m | 1.4 x 2.0m | 1.5 x 2.1m | 1.6 x 2.2m
| Pipe dia in mm = | PSC | 350 | 400 | 450 | 500 | 600 | 700 | 800 | 900 | 1000
1 | Cost of pipes |  | 3660 | 4006 | 4276 | 4619 | 5381 | 6421 | 7863 | 9188 | 10740
2 | Transportation charges, including loading at factory, un-loading at site and stacking. |  | 342 | 342 | 399 | 418.5 | 475.5 | 780 | 780 | 780 | 1255.5
3 | Cost of specials (1.50%) |  | 54.9 | 60.09 | 64.14 | 69.285 | 80.715 | 96.315 | 117.945 | 137.82 | 161.1
|  | Part A Total -----------> | 4056.9 | 4408.09 | 4739.14 | 5106.785 | 5937.215 | 7297.315 | 8760.945 | 10105.82 | 12156.6
4 | Earth work, Laying, jointing, testing HFT pressure including cost of ruuber rings, cost of transportation of water and emptying pipe line after completion of field testing. |  | 608.69 | 635.69 | 691.69 | 787.53 | 946.07 | 1096.44 | 1244.62 | 1378.63 | 1572.47
| Add Overheads & CP |  | 635.22 | 686.71 | 739.41 | 802.51 | 937.16 | 1142.81 | 1362.26 | 1563.61 | 1869.21
|  | Total | 5300.81 | 5730.49 | 6170.24 | 6696.825 | 7820.445 | 9536.565 | 11367.825 | 13048.06 | 15598.28
| PSC Pipes Class : | 14 Kg/cm2
| Trench size |  | 0.95 x 1.55m | 1.0 x 1.6m | 1.05 x 1.65m | 1.1 x 1.7m | 1.2 x 1.8m | 1.3 x 1.9m | 1.4 x 2.0m | 1.5 x 2.1m | 1.6 x 2.2m
| Pipe dia in mm = | PSC | 350 | 400 | 450 | 500 | 600 | 700 | 800 | 900 | 1000
1 | Cost of pipes |  | 3733 | 4079 | 4386 | 4716 | 5553 | 6607 | 8101 | 9480 | 11102
2 | Transportation charges, including loading at factory, un-loading at site and stacking. |  | 342 | 342 | 399 | 418.5 | 475.5 | 780 | 780 | 780 | 1255.5
3 | Cost of specials (1.50%) |  | 55.995 | 61.185 | 65.79 | 70.74 | 83.295 | 99.105 | 121.515 | 142.2 | 166.53
|  | Part A Total -----------> | 4130.995 | 4482.185 | 4850.79 | 5205.24 | 6111.795 | 7486.105 | 9002.515 | 10402.2 | 12524.03
4 | Earth work, Laying, jointing, testing HFT pressure including cost of ruuber rings, cost of transportation of water and emptying pipe line after completion of field testing. |  | 608.69 | 635.69 | 691.69 | 787.53 | 946.07 | 1096.44 | 1244.62 | 1378.63 | 1572.47
| Add Overheads & CP |  | 645.31 | 696.8 | 754.61 | 815.92 | 960.93 | 1168.51 | 1395.15 | 1603.96 | 1919.24
|  | Total | 5384.995 | 5814.675 | 6297.09 | 6808.69 | 8018.795 | 9751.055 | 11642.285 | 13384.79 | 16015.74
| PSC Pipes Class : | 16 Kg/cm2
| Trench size |  | 0.95 x 1.55m | 1.0 x 1.6m | 1.05 x 1.65m | 1.1 x 1.7m | 1.2 x 1.8m | 1.3 x 1.9m | 1.4 x 2.0m | 1.5 x 2.1m | 1.6 x 2.2m
| Pipe dia in mm = | PSC | 350 | 400 | 450 | 500 | 600 | 700 | 800 | 900 | 1000
1 | Cost of pipes |  | 3863 | 4141 | 4481 | 4854 | 5723 | 6865 | 8477 | 10167 | 11894
2 | Transportation charges, including loading at factory, un-loading at site and stacking. |  | 342 | 342 | 399 | 418.5 | 475.5 | 780 | 780 | 780 | 1255.5
3 | Cost of specials (1.50%) |  | 57.945 | 62.115 | 67.215 | 72.81 | 85.845 | 102.975 | 127.155 | 152.505 | 178.41
|  | Part A Total -----------> | 4262.945 | 4545.115 | 4947.215 | 5345.31 | 6284.345 | 7747.975 | 9384.155 | 11099.505 | 13327.91
4 | Earth work, Laying, jointing, testing HFT pressure including cost of ruuber rings, cost of transportation of water and emptying pipe line after completion of field testing. |  | 608.69 | 635.69 | 691.69 | 787.53 | 946.07 | 1096.44 | 1244.62 | 1378.63 | 1572.47
| Add Overheads & CP |  | 663.27 | 705.37 | 767.74 | 834.99 | 984.42 | 1204.17 | 1447.11 | 1698.9 | 2028.69
|  | Total | 5534.905 | 5886.175 | 6406.645 | 6967.83 | 8214.835 | 10048.585 | 12075.885 | 14177.035 | 16929.07

## msinlining (hidden)
Cement Mortor lining data for MS pipes
[9 empty] | SSR 2009-10 |  | code | Dia | thick | Rate
| Cement Mortar (1:2) | [9 empty] | 100010 | 1000 | 10 | 4981
720.5 | Kgs | Cost of Cement |  |  | 3600 | 1 | Ton | 2593.8 |  |  | 90010 | 900 | 10 | 931
1 | Cum | Cost of sand for mortar |  |  | 376.71 | 1 | Cum | 376.71 |  |  | 80010 | 800 | 10 | 833
1 | Cum | Mixing charges by Machine |  |  | 34 | 1 | Cum | 34 |  |  | 70010 | 700 | 10 | 734
[11 empty] | 60010 | 600 | 10 | 635
[8 empty] | 3004.51 |  |  | 50010 | 500 | 10 | 536
[11 empty] | 10008 | 1000 | 8 | 1028
| Cement Mortar (1:3) | [9 empty] | 9008 | 900 | 8 | 929
480 | Kgs | Cost of Cement |  |  | 3600 | 1 | Ton | 1728 |  |  | 8008 | 800 | 8 | 830
1 | Cum | Cost of sand for mortar |  |  | 376.71 | 1 | Cum | 376.71 |  |  | 7008 | 700 | 8 | 731
1 | Cum | Mixing charges by Machine |  |  | 34 | 1 | Cum | 34 |  |  | 6008 | 600 | 8 | 633
[11 empty] | 5008 | 500 | 8 | 534
[8 empty] | 2138.71 |  |  | 10006 | 1000 | 6 | 1025
| Data | [9 empty] | 9006 | 900 | 6 | 926
1 | Diameter of MS pipe |  | 5000 | mm |  |  | MS rods rate | 36000 |  | /MT | 8006 | 800 | 6 | 827
2 | Thickness of MS pipe |  | 10 | mm | [6 empty] | 7006 | 700 | 6 | 729
3 | Inlining thickness |  | 12 | mm | [6 empty] | 6006 | 600 | 6 | 630
4 | Out Coating thickness |  | 25 | mm | [6 empty] | 5006 | 500 | 6 | 531
Sno | Description |  | NO | L | B | D | Qty | Unit | Rate | Amount
Cost of CM (1:2) prop.
1 | Inlining 12mm thick in CM (1:2) prop required for 1 Rmt. |  | 3.142 | 5.012 | 0.012 |  | 0.18897 | Cum.
2 | Add 5% for wastage | [5 empty] | 0.0094486 | Cum.
[7 empty] | 0.19842 | Cum. | 3004.51 | 596.1581
Cost of CM (1:3) prop.
3 | Outcoating with CM (1:3) prop. required for 1 Rmt. |  | 3.142 | 5.069 | 0.025 |  | 0.39817 | Cum.
4 | Add 5% for wastage | [5 empty] | 0.019908 | Cum.
[7 empty] | 0.41808 | Cum. | 2138.71 | 894.1486
Cost of MS rods inclg. Fabrication
5 | MS rods 6mm dia at 4 Nos. each side |  | 3.142 | 5.044 | 8 |  | 126.786 | mtrs
[7 empty] | 5.5786 | Kgs/5 Mt | 36000 | 40.1658
Cost of wire mesh
6 | Wire mesh of size 50mm x 50mm x 3mm.
| Area of mesh: |  | 3.142 | 5.044 | 1 |  | 15.8482 | Sqm | 77.8 | 1232.9937
Guniting Charges:
7 | Inlining: |  | 3.142 | 5.012 | 1 |  | 15.7477 | Sqm.
8 | Outcoating: |  | 3.142 | 5.069 | 1 |  | 15.9268 | Sqm.
[7 empty] | 31.6745 | Sqm. | 70 | 2217.2151
| Total: | [6 empty] | Rate per Rmt length |  | 4981
Data
1 | Diameter of MS pipe |  | 900 | mm
2 | Thickness of MS pipe |  | 10 | mm
3 | Inlining thickness |  | 12 | mm
4 | Out Coating thickness |  | 25 | mm
Sno | Description |  | NO | L | B | D | Qty | Unit | Rate | Amount
Cost of CM (1:2) prop.
1 | Inlining 12mm thick in CM (1:2) prop required for 1 Rmt. |  | 3.142 | 0.912 | 0.012 |  | 0.034386 | Cum.
2 | Add 5% for wastage | [5 empty] | 0.0017193 | Cum.
[7 empty] | 0.036105 | Cum. | 3004.51 | 108.4789
Cost of CM (1:3) prop.
3 | Outcoating with CM (1:3) prop. required for 1 Rmt. |  | 3.142 | 0.969 | 0.025 |  | 0.076115 | Cum.
4 | Add 5% for wastage | [5 empty] | 0.0038057 | Cum.
[7 empty] | 0.079921 | Cum. | 2138.71 | 170.9272
Cost of MS rods inclg. Fabrication
5 | MS rods 6mm dia at 4 Nos. each side |  | 3.142 | 0.944 | 8 |  | 23.7284 | mtrs
[7 empty] | 1.044 | Kgs/5 Mt | 36000 | 7.5172
Cost of wire mesh
6 | Wire mesh of size 50mm x 50mm x 3mm.
| Area of mesh: |  | 3.142 | 0.944 | 1 |  | 2.966 | Sqm | 77.8 | 230.7585
Guniting Charges:
7 | Inlining: |  | 3.142 | 0.912 | 1 |  | 2.8655 | Sqm.
8 | Outcoating: |  | 3.142 | 0.969 | 1 |  | 3.0446 | Sqm.
[7 empty] | 5.9101 | Sqm. | 70 | 413.7071
| Total: | [6 empty] | Rate per Rmt length |  | 931
Data
1 | Diameter of MS pipe |  | 800 | mm
2 | Thickness of MS pipe |  | 10 | mm
3 | Inlining thickness |  | 12 | mm
4 | Out Coating thickness |  | 25 | mm
Sno | Description |  | NO | L | B | D | Qty | Unit | Rate | Amount
Cost of CM (1:2) prop.
1 | Inlining 12mm thick in CM (1:2) prop required for 1 Rmt. |  | 3.142 | 0.812 | 0.012 |  | 0.030616 | Cum.
2 | Add 5% for wastage | [5 empty] | 0.0015308 | Cum.
[7 empty] | 0.032146 | Cum. | 3004.51 | 96.5843
Cost of CM (1:3) prop.
3 | Outcoating with CM (1:3) prop. required for 1 Rmt. |  | 3.142 | 0.869 | 0.025 |  | 0.06826 | Cum.
4 | Add 5% for wastage | [5 empty] | 0.003413 | Cum.
[7 empty] | 0.071673 | Cum. | 2138.71 | 153.2876
Cost of MS rods inclg. Fabrication
5 | MS rods 6mm dia at 4 Nos. each side |  | 3.142 | 0.844 | 8 |  | 21.2148 | mtrs
[7 empty] | 0.93345 | Kgs/5 Mt | 36000 | 6.7208
Cost of wire mesh
6 | Wire mesh of size 50mm x 50mm x 3mm.
| Area of mesh: |  | 3.142 | 0.844 | 1 |  | 2.6518 | Sqm | 77.8 | 206.3138
Guniting Charges:
7 | Inlining: |  | 3.142 | 0.812 | 1 |  | 2.5513 | Sqm.
8 | Outcoating: |  | 3.142 | 0.869 | 1 |  | 2.7304 | Sqm.
[7 empty] | 5.2817 | Sqm. | 70 | 369.7191
| Total: | [6 empty] | Rate per Rmt length |  | 833
Data
1 | Diameter of MS pipe |  | 700 | mm
2 | Thickness of MS pipe |  | 10 | mm
3 | Inlining thickness |  | 12 | mm
4 | Out Coating thickness |  | 25 | mm
Sno | Description |  | NO | L | B | D | Qty | Unit | Rate | Amount
Cost of CM (1:2) prop.
1 | Inlining 12mm thick in CM (1:2) prop required for 1 Rmt. |  | 3.142 | 0.712 | 0.012 |  | 0.026845 | Cum.
2 | Add 5% for wastage | [5 empty] | 0.0013423 | Cum.
[7 empty] | 0.028188 | Cum. | 3004.51 | 84.6897
Cost of CM (1:3) prop.
3 | Outcoating with CM (1:3) prop. required for 1 Rmt. |  | 3.142 | 0.769 | 0.025 |  | 0.060405 | Cum.
4 | Add 5% for wastage | [5 empty] | 0.0030202 | Cum.
[7 empty] | 0.063425 | Cum. | 2138.71 | 135.6481
Cost of MS rods inclg. Fabrication
5 | MS rods 6mm dia at 4 Nos. each side |  | 3.142 | 0.744 | 8 |  | 18.7012 | mtrs
[7 empty] | 0.82285 | Kgs/5 Mt | 36000 | 5.9245
Cost of wire mesh
6 | Wire mesh of size 50mm x 50mm x 3mm.
| Area of mesh: |  | 3.142 | 0.744 | 1 |  | 2.3376 | Sqm | 77.8 | 181.869
Guniting Charges:
7 | Inlining: |  | 3.142 | 0.712 | 1 |  | 2.2371 | Sqm.
8 | Outcoating: |  | 3.142 | 0.769 | 1 |  | 2.4162 | Sqm.
[7 empty] | 4.6533 | Sqm. | 70 | 325.7311
| Total: | [6 empty] | Rate per Rmt length |  | 734
Data
1 | Diameter of MS pipe |  | 600 | mm
2 | Thickness of MS pipe |  | 10 | mm
3 | Inlining thickness |  | 12 | mm
4 | Out Coating thickness |  | 25 | mm
Sno | Description |  | NO | L | B | D | Qty | Unit | Rate | Amount
Cost of CM (1:2) prop.
1 | Inlining 12mm thick in CM (1:2) prop required for 1 Rmt. |  | 3.142 | 0.612 | 0.012 |  | 0.023075 | Cum.
2 | Add 5% for wastage | [5 empty] | 0.0011537 | Cum.
[7 empty] | 0.024229 | Cum. | 3004.51 | 72.795
Cost of CM (1:3) prop.
3 | Outcoating with CM (1:3) prop. required for 1 Rmt. |  | 3.142 | 0.669 | 0.025 |  | 0.05255 | Cum.
4 | Add 5% for wastage | [5 empty] | 0.0026275 | Cum.
[7 empty] | 0.055177 | Cum. | 2138.71 | 118.0086
Cost of MS rods inclg. Fabrication
5 | MS rods 6mm dia at 4 Nos. each side |  | 3.142 | 0.644 | 8 |  | 16.1876 | mtrs
[7 empty] | 0.71225 | Kgs/5 Mt | 36000 | 5.1282
Cost of wire mesh
6 | Wire mesh of size 50mm x 50mm x 3mm.
| Area of mesh: |  | 3.142 | 0.644 | 1 |  | 2.0234 | Sqm | 77.8 | 157.4243
Guniting Charges:
7 | Inlining: |  | 3.142 | 0.612 | 1 |  | 1.9229 | Sqm.
8 | Outcoating: |  | 3.142 | 0.669 | 1 |  | 2.102 | Sqm.
[7 empty] | 4.0249 | Sqm. | 70 | 281.7431
| Total: | [6 empty] | Rate per Rmt length |  | 635
Data
1 | Diameter of MS pipe |  | 500 | mm
2 | Thickness of MS pipe |  | 10 | mm
3 | Inlining thickness |  | 12 | mm
4 | Out Coating thickness |  | 25 | mm
Sno | Description |  | NO | L | B | D | Qty | Unit | Rate | Amount
Cost of CM (1:2) prop.
1 | Inlining 12mm thick in CM (1:2) prop required for 1 Rmt. |  | 3.142 | 0.512 | 0.012 |  | 0.019304 | Cum.
2 | Add 5% for wastage | [5 empty] | 0.00096522 | Cum.
[7 empty] | 0.02027 | Cum. | 3004.51 | 60.9004
Cost of CM (1:3) prop.
3 | Outcoating with CM (1:3) prop. required for 1 Rmt. |  | 3.142 | 0.569 | 0.025 |  | 0.044695 | Cum.
4 | Add 5% for wastage | [5 empty] | 0.0022347 | Cum.
[7 empty] | 0.04693 | Cum. | 2138.71 | 100.369
Cost of MS rods inclg. Fabrication
5 | MS rods 6mm dia at 4 Nos. each side |  | 3.142 | 0.544 | 8 |  | 13.674 | mtrs
[7 empty] | 0.60166 | Kgs/5 Mt | 36000 | 4.3319
Cost of wire mesh
6 | Wire mesh of size 50mm x 50mm x 3mm.
| Area of mesh: |  | 3.142 | 0.544 | 1 |  | 1.7092 | Sqm | 77.8 | 132.9795
Guniting Charges:
7 | Inlining: |  | 3.142 | 0.512 | 1 |  | 1.6087 | Sqm.
8 | Outcoating: |  | 3.142 | 0.569 | 1 |  | 1.7878 | Sqm.
[7 empty] | 3.3965 | Sqm. | 70 | 237.7551
| Total: | [6 empty] | Rate per Rmt length |  | 536
Data
1 | Diameter of MS pipe |  | 1000 | mm
2 | Thickness of MS pipe |  | 8 | mm
3 | Inlining thickness |  | 12 | mm
4 | Out Coating thickness |  | 25 | mm
Sno | Description |  | NO | L | B | D | Qty | Unit | Rate | Amount
Cost of CM (1:2) prop.
1 | Inlining 12mm thick in CM (1:2) prop required for 1 Rmt. |  | 3.142 | 1.012 | 0.012 |  | 0.038156 | Cum.
2 | Add 5% for wastage | [5 empty] | 0.0019078 | Cum.
[7 empty] | 0.040064 | Cum. | 3004.51 | 120.3735
Cost of CM (1:3) prop.
3 | Outcoating with CM (1:3) prop. required for 1 Rmt. |  | 3.142 | 1.065 | 0.025 |  | 0.083656 | Cum.
4 | Add 5% for wastage | [5 empty] | 0.0041828 | Cum.
[7 empty] | 0.087839 | Cum. | 2138.71 | 187.8612
Cost of MS rods inclg. Fabrication
5 | MS rods 6mm dia at 4 Nos. each side |  | 3.142 | 1.04 | 8 |  | 26.1414 | mtrs
[7 empty] | 1.1502 | Kgs/5 Mt | 36000 | 8.2816
Cost of wire mesh
6 | Wire mesh of size 50mm x 50mm x 3mm.
| Area of mesh: |  | 3.142 | 1.04 | 1 |  | 3.2677 | Sqm | 77.8 | 254.2255
Guniting Charges:
7 | Inlining: |  | 3.142 | 1.012 | 1 |  | 3.1797 | Sqm.
8 | Outcoating: |  | 3.142 | 1.065 | 1 |  | 3.3462 | Sqm.
[7 empty] | 6.5259 | Sqm. | 70 | 456.8154
| Total: | [6 empty] | Rate per Rmt length |  | 1028
Data
1 | Diameter of MS pipe |  | 900 | mm
2 | Thickness of MS pipe |  | 8 | mm
3 | Inlining thickness |  | 12 | mm
4 | Out Coating thickness |  | 25 | mm
Sno | Description |  | NO | L | B | D | Qty | Unit | Rate | Amount
Cost of CM (1:2) prop.
1 | Inlining 12mm thick in CM (1:2) prop required for 1 Rmt. |  | 3.142 | 0.912 | 0.012 |  | 0.034386 | Cum.
2 | Add 5% for wastage | [5 empty] | 0.0017193 | Cum.
[7 empty] | 0.036105 | Cum. | 3004.51 | 108.4789
Cost of CM (1:3) prop.
3 | Outcoating with CM (1:3) prop. required for 1 Rmt. |  | 3.142 | 0.965 | 0.025 |  | 0.075801 | Cum.
4 | Add 5% for wastage | [5 empty] | 0.00379 | Cum.
[7 empty] | 0.079591 | Cum. | 2138.71 | 170.2216
Cost of MS rods inclg. Fabrication
5 | MS rods 6mm dia at 4 Nos. each side |  | 3.142 | 0.94 | 8 |  | 23.6278 | mtrs
[7 empty] | 1.0396 | Kgs/5 Mt | 36000 | 7.4853
Cost of wire mesh
6 | Wire mesh of size 50mm x 50mm x 3mm.
| Area of mesh: |  | 3.142 | 0.94 | 1 |  | 2.9535 | Sqm | 77.8 | 229.7807
Guniting Charges:
7 | Inlining: |  | 3.142 | 0.912 | 1 |  | 2.8655 | Sqm.
8 | Outcoating: |  | 3.142 | 0.965 | 1 |  | 3.032 | Sqm.
[7 empty] | 5.8975 | Sqm. | 70 | 412.8274
| Total: | [6 empty] | Rate per Rmt length |  | 929
Data
1 | Diameter of MS pipe |  | 800 | mm
2 | Thickness of MS pipe |  | 8 | mm
3 | Inlining thickness |  | 12 | mm
4 | Out Coating thickness |  | 25 | mm
Sno | Description |  | NO | L | B | D | Qty | Unit | Rate | Amount
Cost of CM (1:2) prop.
1 | Inlining 12mm thick in CM (1:2) prop required for 1 Rmt. |  | 3.142 | 0.812 | 0.012 |  | 0.030616 | Cum.
2 | Add 5% for wastage | [5 empty] | 0.0015308 | Cum.
[7 empty] | 0.032146 | Cum. | 3004.51 | 96.5843
Cost of CM (1:3) prop.
3 | Outcoating with CM (1:3) prop. required for 1 Rmt. |  | 3.142 | 0.865 | 0.025 |  | 0.067946 | Cum.
4 | Add 5% for wastage | [5 empty] | 0.0033973 | Cum.
[7 empty] | 0.071343 | Cum. | 2138.71 | 152.5821
Cost of MS rods inclg. Fabrication
5 | MS rods 6mm dia at 4 Nos. each side |  | 3.142 | 0.84 | 8 |  | 21.1142 | mtrs
[7 empty] | 0.92903 | Kgs/5 Mt | 36000 | 6.689
Cost of wire mesh
6 | Wire mesh of size 50mm x 50mm x 3mm.
| Area of mesh: |  | 3.142 | 0.84 | 1 |  | 2.6393 | Sqm | 77.8 | 205.336
Guniting Charges:
7 | Inlining: |  | 3.142 | 0.812 | 1 |  | 2.5513 | Sqm.
8 | Outcoating: |  | 3.142 | 0.865 | 1 |  | 2.7178 | Sqm.
[7 empty] | 5.2691 | Sqm. | 70 | 368.8394
| Total: | [6 empty] | Rate per Rmt length |  | 830
Data
1 | Diameter of MS pipe |  | 700 | mm
2 | Thickness of MS pipe |  | 8 | mm
3 | Inlining thickness |  | 12 | mm
4 | Out Coating thickness |  | 25 | mm
Sno | Description |  | NO | L | B | D | Qty | Unit | Rate | Amount
Cost of CM (1:2) prop.
1 | Inlining 12mm thick in CM (1:2) prop required for 1 Rmt. |  | 3.142 | 0.712 | 0.012 |  | 0.026845 | Cum.
2 | Add 5% for wastage | [5 empty] | 0.0013423 | Cum.
[7 empty] | 0.028188 | Cum. | 3004.51 | 84.6897
Cost of CM (1:3) prop.
3 | Outcoating with CM (1:3) prop. required for 1 Rmt. |  | 3.142 | 0.765 | 0.025 |  | 0.060091 | Cum.
4 | Add 5% for wastage | [5 empty] | 0.0030045 | Cum.
[7 empty] | 0.063095 | Cum. | 2138.71 | 134.9425
Cost of MS rods inclg. Fabrication
5 | MS rods 6mm dia at 4 Nos. each side |  | 3.142 | 0.74 | 8 |  | 18.6006 | mtrs
[7 empty] | 0.81843 | Kgs/5 Mt | 36000 | 5.8927
Cost of wire mesh
6 | Wire mesh of size 50mm x 50mm x 3mm.
| Area of mesh: |  | 3.142 | 0.74 | 1 |  | 2.3251 | Sqm | 77.8 | 180.8912
Guniting Charges:
7 | Inlining: |  | 3.142 | 0.712 | 1 |  | 2.2371 | Sqm.
8 | Outcoating: |  | 3.142 | 0.765 | 1 |  | 2.4036 | Sqm.
[7 empty] | 4.6407 | Sqm. | 70 | 324.8514
| Total: | [6 empty] | Rate per Rmt length |  | 731
Data
1 | Diameter of MS pipe |  | 600 | mm
2 | Thickness of MS pipe |  | 8 | mm
3 | Inlining thickness |  | 12 | mm
4 | Out Coating thickness |  | 25 | mm
Sno | Description |  | NO | L | B | D | Qty | Unit | Rate | Amount
Cost of CM (1:2) prop.
1 | Inlining 12mm thick in CM (1:2) prop required for 1 Rmt. |  | 3.142 | 0.612 | 0.012 |  | 0.023075 | Cum.
2 | Add 5% for wastage | [5 empty] | 0.0011537 | Cum.
[7 empty] | 0.024229 | Cum. | 3004.51 | 72.795
Cost of CM (1:3) prop.
3 | Outcoating with CM (1:3) prop. required for 1 Rmt. |  | 3.142 | 0.665 | 0.025 |  | 0.052236 | Cum.
4 | Add 5% for wastage | [5 empty] | 0.0026118 | Cum.
[7 empty] | 0.054848 | Cum. | 2138.71 | 117.303
Cost of MS rods inclg. Fabrication
5 | MS rods 6mm dia at 4 Nos. each side |  | 3.142 | 0.64 | 8 |  | 16.087 | mtrs
[7 empty] | 0.70783 | Kgs/5 Mt | 36000 | 5.0964
Cost of wire mesh
6 | Wire mesh of size 50mm x 50mm x 3mm.
| Area of mesh: |  | 3.142 | 0.64 | 1 |  | 2.0109 | Sqm | 77.8 | 156.4465
Guniting Charges:
7 | Inlining: |  | 3.142 | 0.612 | 1 |  | 1.9229 | Sqm.
8 | Outcoating: |  | 3.142 | 0.665 | 1 |  | 2.0894 | Sqm.
[7 empty] | 4.0123 | Sqm. | 70 | 280.8634
| Total: | [6 empty] | Rate per Rmt length |  | 633
Data
1 | Diameter of MS pipe |  | 500 | mm
2 | Thickness of MS pipe |  | 8 | mm
3 | Inlining thickness |  | 12 | mm
4 | Out Coating thickness |  | 25 | mm
Sno | Description |  | NO | L | B | D | Qty | Unit | Rate | Amount
Cost of CM (1:2) prop.
1 | Inlining 12mm thick in CM (1:2) prop required for 1 Rmt. |  | 3.142 | 0.512 | 0.012 |  | 0.019304 | Cum.
2 | Add 5% for wastage | [5 empty] | 0.00096522 | Cum.
[7 empty] | 0.02027 | Cum. | 3004.51 | 60.9004
Cost of CM (1:3) prop.
3 | Outcoating with CM (1:3) prop. required for 1 Rmt. |  | 3.142 | 0.565 | 0.025 |  | 0.044381 | Cum.
4 | Add 5% for wastage | [5 empty] | 0.002219 | Cum.
[7 empty] | 0.0466 | Cum. | 2138.71 | 99.6634
Cost of MS rods inclg. Fabrication
5 | MS rods 6mm dia at 4 Nos. each side |  | 3.142 | 0.54 | 8 |  | 13.5734 | mtrs
[7 empty] | 0.59723 | Kgs/5 Mt | 36000 | 4.3001
Cost of wire mesh
6 | Wire mesh of size 50mm x 50mm x 3mm.
| Area of mesh: |  | 3.142 | 0.54 | 1 |  | 1.6967 | Sqm | 77.8 | 132.0017
Guniting Charges:
7 | Inlining: |  | 3.142 | 0.512 | 1 |  | 1.6087 | Sqm.
8 | Outcoating: |  | 3.142 | 0.565 | 1 |  | 1.7752 | Sqm.
[7 empty] | 3.3839 | Sqm. | 70 | 236.8754
| Total: | [6 empty] | Rate per Rmt length |  | 534
Data
1 | Diameter of MS pipe |  | 1000 | mm
2 | Thickness of MS pipe |  | 6 | mm
3 | Inlining thickness |  | 12 | mm
4 | Out Coating thickness |  | 25 | mm
Sno | Description |  | NO | L | B | D | Qty | Unit | Rate | Amount
Cost of CM (1:2) prop.
1 | Inlining 12mm thick in CM (1:2) prop required for 1 Rmt. |  | 3.142 | 1.012 | 0.012 |  | 0.038156 | Cum.
2 | Add 5% for wastage | [5 empty] | 0.0019078 | Cum.
[7 empty] | 0.040064 | Cum. | 3004.51 | 120.3735
Cost of CM (1:3) prop.
3 | Outcoating with CM (1:3) prop. required for 1 Rmt. |  | 3.142 | 1.061 | 0.025 |  | 0.083342 | Cum.
4 | Add 5% for wastage | [5 empty] | 0.0041671 | Cum.
[7 empty] | 0.087509 | Cum. | 2138.71 | 187.1556
Cost of MS rods inclg. Fabrication
5 | MS rods 6mm dia at 4 Nos. each side |  | 3.142 | 1.036 | 8 |  | 26.0409 | mtrs
[7 empty] | 1.1458 | Kgs/5 Mt | 36000 | 8.2498
Cost of wire mesh
6 | Wire mesh of size 50mm x 50mm x 3mm.
| Area of mesh: |  | 3.142 | 1.036 | 1 |  | 3.2551 | Sqm | 77.8 | 253.2477
Guniting Charges:
7 | Inlining: |  | 3.142 | 1.012 | 1 |  | 3.1797 | Sqm.
8 | Outcoating: |  | 3.142 | 1.061 | 1 |  | 3.3337 | Sqm.
[7 empty] | 6.5134 | Sqm. | 70 | 455.9356
| Total: | [6 empty] | Rate per Rmt length |  | 1025
Data
1 | Diameter of MS pipe |  | 900 | mm
2 | Thickness of MS pipe |  | 6 | mm
3 | Inlining thickness |  | 12 | mm
4 | Out Coating thickness |  | 25 | mm
Sno | Description |  | NO | L | B | D | Qty | Unit | Rate | Amount
Cost of CM (1:2) prop.
1 | Inlining 12mm thick in CM (1:2) prop required for 1 Rmt. |  | 3.142 | 0.912 | 0.012 |  | 0.034386 | Cum.
2 | Add 5% for wastage | [5 empty] | 0.0017193 | Cum.
[7 empty] | 0.036105 | Cum. | 3004.51 | 108.4789
Cost of CM (1:3) prop.
3 | Outcoating with CM (1:3) prop. required for 1 Rmt. |  | 3.142 | 0.961 | 0.025 |  | 0.075487 | Cum.
4 | Add 5% for wastage | [5 empty] | 0.0037743 | Cum.
[7 empty] | 0.079261 | Cum. | 2138.71 | 169.516
Cost of MS rods inclg. Fabrication
5 | MS rods 6mm dia at 4 Nos. each side |  | 3.142 | 0.936 | 8 |  | 23.5273 | mtrs
[7 empty] | 1.0352 | Kgs/5 Mt | 36000 | 7.4534
Cost of wire mesh
6 | Wire mesh of size 50mm x 50mm x 3mm.
| Area of mesh: |  | 3.142 | 0.936 | 1 |  | 2.9409 | Sqm | 77.8 | 228.803
Guniting Charges:
7 | Inlining: |  | 3.142 | 0.912 | 1 |  | 2.8655 | Sqm.
8 | Outcoating: |  | 3.142 | 0.961 | 1 |  | 3.0195 | Sqm.
[7 empty] | 5.885 | Sqm. | 70 | 411.9476
| Total: | [6 empty] | Rate per Rmt length |  | 926
Data
1 | Diameter of MS pipe |  | 800 | mm
2 | Thickness of MS pipe |  | 6 | mm
3 | Inlining thickness |  | 12 | mm
4 | Out Coating thickness |  | 25 | mm
Sno | Description |  | NO | L | B | D | Qty | Unit | Rate | Amount
Cost of CM (1:2) prop.
1 | Inlining 12mm thick in CM (1:2) prop required for 1 Rmt. |  | 3.142 | 0.812 | 0.012 |  | 0.030616 | Cum.
2 | Add 5% for wastage | [5 empty] | 0.0015308 | Cum.
[7 empty] | 0.032146 | Cum. | 3004.51 | 96.5843
Cost of CM (1:3) prop.
3 | Outcoating with CM (1:3) prop. required for 1 Rmt. |  | 3.142 | 0.861 | 0.025 |  | 0.067632 | Cum.
4 | Add 5% for wastage | [5 empty] | 0.0033816 | Cum.
[7 empty] | 0.071013 | Cum. | 2138.71 | 151.8765
Cost of MS rods inclg. Fabrication
5 | MS rods 6mm dia at 4 Nos. each side |  | 3.142 | 0.836 | 8 |  | 21.0137 | mtrs
[7 empty] | 0.9246 | Kgs/5 Mt | 36000 | 6.6571
Cost of wire mesh
6 | Wire mesh of size 50mm x 50mm x 3mm.
| Area of mesh: |  | 3.142 | 0.836 | 1 |  | 2.6267 | Sqm | 77.8 | 204.3582
Guniting Charges:
7 | Inlining: |  | 3.142 | 0.812 | 1 |  | 2.5513 | Sqm.
8 | Outcoating: |  | 3.142 | 0.861 | 1 |  | 2.7053 | Sqm.
[7 empty] | 5.2566 | Sqm. | 70 | 367.9596
| Total: | [6 empty] | Rate per Rmt length |  | 827
Data
1 | Diameter of MS pipe |  | 700 | mm
2 | Thickness of MS pipe |  | 6 | mm
3 | Inlining thickness |  | 12 | mm
4 | Out Coating thickness |  | 25 | mm
Sno | Description |  | NO | L | B | D | Qty | Unit | Rate | Amount
Cost of CM (1:2) prop.
1 | Inlining 12mm thick in CM (1:2) prop required for 1 Rmt. |  | 3.142 | 0.712 | 0.012 |  | 0.026845 | Cum.
2 | Add 5% for wastage | [5 empty] | 0.0013423 | Cum.
[7 empty] | 0.028188 | Cum. | 3004.51 | 84.6897
Cost of CM (1:3) prop.
3 | Outcoating with CM (1:3) prop. required for 1 Rmt. |  | 3.142 | 0.761 | 0.025 |  | 0.059777 | Cum.
4 | Add 5% for wastage | [5 empty] | 0.0029888 | Cum.
[7 empty] | 0.062765 | Cum. | 2138.71 | 134.2369
Cost of MS rods inclg. Fabrication
5 | MS rods 6mm dia at 4 Nos. each side |  | 3.142 | 0.736 | 8 |  | 18.5001 | mtrs
[7 empty] | 0.814 | Kgs/5 Mt | 36000 | 5.8608
Cost of wire mesh
6 | Wire mesh of size 50mm x 50mm x 3mm.
| Area of mesh: |  | 3.142 | 0.736 | 1 |  | 2.3125 | Sqm | 77.8 | 179.9134
Guniting Charges:
7 | Inlining: |  | 3.142 | 0.712 | 1 |  | 2.2371 | Sqm.
8 | Outcoating: |  | 3.142 | 0.761 | 1 |  | 2.3911 | Sqm.
[7 empty] | 4.6282 | Sqm. | 70 | 323.9716
| Total: | [6 empty] | Rate per Rmt length |  | 729
Data
1 | Diameter of MS pipe |  | 600 | mm
2 | Thickness of MS pipe |  | 6 | mm
3 | Inlining thickness |  | 12 | mm
4 | Out Coating thickness |  | 25 | mm
Sno | Description |  | NO | L | B | D | Qty | Unit | Rate | Amount
Cost of CM (1:2) prop.
1 | Inlining 12mm thick in CM (1:2) prop required for 1 Rmt. |  | 3.142 | 0.612 | 0.012 |  | 0.023075 | Cum.
2 | Add 5% for wastage | [5 empty] | 0.0011537 | Cum.
[7 empty] | 0.024229 | Cum. | 3004.51 | 72.795
Cost of CM (1:3) prop.
3 | Outcoating with CM (1:3) prop. required for 1 Rmt. |  | 3.142 | 0.661 | 0.025 |  | 0.051922 | Cum.
4 | Add 5% for wastage | [5 empty] | 0.0025961 | Cum.
[7 empty] | 0.054518 | Cum. | 2138.71 | 116.5974
Cost of MS rods inclg. Fabrication
5 | MS rods 6mm dia at 4 Nos. each side |  | 3.142 | 0.636 | 8 |  | 15.9865 | mtrs
[7 empty] | 0.70341 | Kgs/5 Mt | 36000 | 5.0645
Cost of wire mesh
6 | Wire mesh of size 50mm x 50mm x 3mm.
| Area of mesh: |  | 3.142 | 0.636 | 1 |  | 1.9983 | Sqm | 77.8 | 155.4687
Guniting Charges:
7 | Inlining: |  | 3.142 | 0.612 | 1 |  | 1.9229 | Sqm.
8 | Outcoating: |  | 3.142 | 0.661 | 1 |  | 2.0769 | Sqm.
[7 empty] | 3.9998 | Sqm. | 70 | 279.9836
| Total: | [6 empty] | Rate per Rmt length |  | 630
Data
1 | Diameter of MS pipe |  | 500 | mm
2 | Thickness of MS pipe |  | 6 | mm
3 | Inlining thickness |  | 12 | mm
4 | Out Coating thickness |  | 25 | mm
Sno | Description |  | NO | L | B | D | Qty | Unit | Rate | Amount
Cost of CM (1:2) prop.
1 | Inlining 12mm thick in CM (1:2) prop required for 1 Rmt. |  | 3.142 | 0.512 | 0.012 |  | 0.019304 | Cum.
2 | Add 5% for wastage | [5 empty] | 0.00096522 | Cum.
[7 empty] | 0.02027 | Cum. | 3004.51 | 60.9004
Cost of CM (1:3) prop.
3 | Outcoating with CM (1:3) prop. required for 1 Rmt. |  | 3.142 | 0.561 | 0.025 |  | 0.044067 | Cum.
4 | Add 5% for wastage | [5 empty] | 0.0022033 | Cum.
[7 empty] | 0.04627 | Cum. | 2138.71 | 98.9578
Cost of MS rods inclg. Fabrication
5 | MS rods 6mm dia at 4 Nos. each side |  | 3.142 | 0.536 | 8 |  | 13.4729 | mtrs
[7 empty] | 0.59281 | Kgs/5 Mt | 36000 | 4.2682
Cost of wire mesh
6 | Wire mesh of size 50mm x 50mm x 3mm.
| Area of mesh: |  | 3.142 | 0.536 | 1 |  | 1.6841 | Sqm | 77.8 | 131.0239
Guniting Charges:
7 | Inlining: |  | 3.142 | 0.512 | 1 |  | 1.6087 | Sqm.
8 | Outcoating: |  | 3.142 | 0.561 | 1 |  | 1.7627 | Sqm.
[7 empty] | 3.3714 | Sqm. | 70 | 235.9956
| Total: | [6 empty] | Rate per Rmt length |  | 531

## wiremesh (hidden)
Data for Wire mesh 50 x 50 x 3.15mm thickness
Sno | Description |  | NO | L | B | D | Qty | Unit | Rate | Unit | Amount
No of MS rods of 3.15 mm thick with 50/50 spacing
1 | Horizontal |  | 21 | 1 |  |  | 21
2 | Verticals |  | 21 | 1 |  |  | 21
[7 empty] | 42 | nos
3 | Weight of 3.15 mm dia MS rod per 1 sqm |  | 42 x π/4 | 0.00315 | 0.00315 | 7850 | 2.5694 | kg / Sqm
4 | Add: Spacers 8 nos per sqm |  | 0.08 x π/4 | 0.005 | 0.005 | 7850 | 0.012331 | kg / Sqm
[7 empty] | 2.5817 | kg / Sqm
1 | Weight of 3.15 mm dia MS rod per 1 sqm as per the technical specifications | [5 empty] | 1.62 | kg/sqm | 36000 | MT | 58.32
| as per IS 1566 | [7 empty] | Oct-09
2 | Fabrication charges | [5 empty] | 1.62 | kg/sqm | 12000 | MT | 19.44
as per SSR 09-10
|  |  | Total Cost of wire mesh | [7 empty] | 77.76
|  | sundries | [8 empty] | 0.01
| Total: | [6 empty] | Rate per 1 sqm |  |  | 77.8

## Trench Size (hidden)
Trench sizes
PVC | 63 | 0.7 | 1
PVC | 75 | 0.7 | 1
PVC | 90 | 0.7 | 1
PVC | 110 | 0.7 | 1
PVC | 125 | 0.7 | 1
PVC | 140 | 0.7 | 1
PVC | 160 | 0.8 | 1.1
PVC | 180 | 0.8 | 1.1
PVC | 200 | 0.8 | 1.1
PVC | 225 | 0.9 | 1.2
PVC | 250 | 0.9 | 1.2
PVC | 280 | 0.9 | 1.2
PVC | 315 | 0.9 | 1.2
HDPE | 63 | 0.7 | 1
HDPE | 75 | 0.7 | 1
HDPE | 90 | 0.7 | 1
HDPE | 110 | 0.7 | 1
HDPE | 125 | 0.7 | 1
HDPE | 140 | 0.7 | 1
HDPE | 160 | 0.8 | 1.1
HDPE | 180 | 0.8 | 1.1
HDPE | 200 | 0.8 | 1.1
HDPE | 225 | 0.9 | 1.2
HDPE | 250 | 0.9 | 1.2
HDPE | 280 | 0.9 | 1.2
HDPE | 315 | 0.9 | 1.2
DI | 80 | 0.9 | 1.2
DI | 100 | 0.9 | 1.2
DI | 150 | 0.9 | 1.2
DI | 200 | 0.9 | 1.3
DI | 250 | 0.9 | 1.3
DI | 300 | 0.9 | 1.3
DI | 350 | 1 | 1.4
DI | 400 | 1 | 1.4
DI | 450 | 1 | 1.4
DI | 500 | 1.1 | 1.6
DI | 600 | 1.2 | 1.7
DI | 700 | 1.3 | 1.8
DI | 750 | 1.3 | 1.8
DI | 800 | 1.4 | 1.9
DI | 900 | 1.5 | 2
DI | 1000 | 1.6 | 2.1
BWSC | 300 | 1 | 1.4
BWSC | 350 | 1 | 1.4
BWSC | 400 | 1 | 1.4
BWSC | 450 | 1.1 | 1.6
BWSC | 500 | 1.2 | 1.7
BWSC | 600 | 1.3 | 1.8
BWSC | 700 | 1.3 | 1.8
BWSC | 800 | 1.4 | 1.9
BWSC | 900 | 1.5 | 2
BWSC | 1000 | 1.6 | 2.1

## CI M&M
Data based on Common SoR 2023-24 - for CI PIPES
|  | Rubber rings: | 0 | % |  |  |  | 0% | Cost of specials : |  | 1.5 | % | 0 |  | IS | 1536/1989
|  | Pig Iron @ Rs. | 52000 | March-2023 | [5 empty] | Transportation Lead | 100
Earth work excavation in all soils upto SDR except hard rock requiring blasting for 'CI s/s 'pipes and filling with excavated soils including laying jointing testing of pipe line including cost of materials etc. complete
1 | Class | CI | LA
| Trench size |  | 0.9m x 1.2m |  |  |  | 0.9m x 1.3m |  |  | 1.0 x 1.4m |  |  | 1.1 x 1.6m | 1.2 x 1.7m | 1.3x1.8m |  | 1.4x1.9m | 1.5x2.0m | 1.6x2.1m
LA
| Pipe dia in mm = |  | 80 | 100 | 125 | 150 | 200 | 250 | 300 | 350 | 400 | 450 | 500 | 600 | 700 | 750 | 800 | 900 | 1000 | 747
| PART A - Materials | [18 empty] | 909
1 | Cost of pipe |  | 1132 | 1401 | 1813 | 2209 | 3229 | 4352 | 5612 | 7070 | 8604 | 10376 | 12145 | 16186 | 20890 | 23393 | 26187 | 31898 | 38321 | 1148
2 | Transportation charges, loading, unloading and stacking |  | 33 | 33 | 49 | 49 | 83 | 100 | 131 | 181 | 213 | 247 | 295 | 295 | 295 | 492 | 837 | 837 | 837 | 1391
3 | Cost of specials (1.5%) |  | 16.98 | 21.015 | 27.195 | 33.135 | 48.435 | 65.28 | 84.18 | 106.05 | 129.06 | 155.64 | 182.175 | 242.79 | 313.35 | 350.895 | 392.805 | 478.47 | 574.815 | 2031
2736
|  | Part A Total -----------> | 1181.98 | 1455.015 | 1889.195 | 2291.135 | 3360.435 | 4517.28 | 5827.18 | 7357.05 | 8946.06 | 10778.64 | 12622.175 | 16723.79 | 21498.35 | 24235.895 | 27416.805 | 33213.47 | 39732.815 | 3529
4512
| PART B - Labour component | [18 empty] | 5492
4 | Earthwork, L/J |  | 265.73 | 280.77 | 302.23 | 323.27 | 378.22 | 419.9 | 478.2 | 584.33 | 641.24 | 718.62 | 866.79 | 1079.26 | 1329.19 | 1498.4 | 1498.4 | 1678.31 | 1983.22 | 6645
| Add Overheads & CP |  | 197.11 | 236.33 | 298.36 | 355.95 | 509.02 | 672.2 | 858.48 | 1081.22 | 1305.31 | 1565.35 | 1836.52 | 2423.89 | 3107.97 | 3503.72 | 3936.81 | 4750.52 | 5679.64 | 7857
|  | Total | 1644.8 | 1972.1 | 2489.8 | 2970.4 | 4247.7 | 5609.4 | 7163.9 | 9022.6 | 10892.6 | 13062.6 | 15325.5 | 20226.9 | 25935.5 | 29238 | 32852 | 39642.3 | 47395.7 | 10392
13672
2 | Class | CI | A | [16 empty] | 15313
| Trench size |  | 0.9m x 1.2m |  |  |  | 0.9m x 1.3m |  |  | 1.0 x 1.4m |  |  | 1.1 x 1.6m | 1.2 x 1.7m | 1.3x1.8m |  | 1.4x1.9m | 1.5x2.0m | 1.6x2.1m | 17141
20888
| Pipe dia in mm = |  | 80 | 100 | 125 | 150 | 200 | 250 | 300 | 350 | 400 | 450 | 500 | 600 | 700 | 750 | 800 | 900 | 1000 | 25094
| PART A - Materials | [18 empty] | A
1 | Cost of pipe |  | 1231 | 1543 | 1982 | 2420 | 3503 | 4738 | 6135 | 7668 | 9402 | 11399 | 13232 | 17670 | 22821 | 25578 | 28534 | 34802 | 41863 | 810
2 | Transportation charges, loading, unloading and stacking |  | 33 | 33 | 49 | 49 | 83 | 100 | 131 | 181 | 213 | 247 | 295 | 295 | 295 | 492 | 837 | 837 | 837 | 999
3 | Cost of specials (1.5%) |  | 18.465 | 23.145 | 29.73 | 36.3 | 52.545 | 71.07 | 92.025 | 115.02 | 141.03 | 170.985 | 198.48 | 265.05 | 342.315 | 383.67 | 428.01 | 522.03 | 627.945 | 1253
|  | Part A Total -----------> | 1282.465 | 1599.145 | 2060.73 | 2505.3 | 3638.545 | 4909.07 | 6358.025 | 7964.02 | 9756.03 | 11816.985 | 13725.48 | 18230.05 | 23458.315 | 26453.67 | 29799.01 | 36161.03 | 43327.945 | 1524
2204
| PART B - Labour component | [18 empty] | 2980
4 | Earthwork, L/J |  | 265.73 | 280.77 | 302.23 | 323.27 | 378.22 | 419.9 | 478.2 | 584.33 | 641.24 | 718.62 | 866.79 | 1079.26 | 1329.19 | 1498.4 | 1498.4 | 1678.31 | 1983.22 | 3859
| Add Overheads & CP |  | 210.79 | 255.95 | 321.72 | 385.11 | 546.88 | 725.54 | 930.75 | 1163.86 | 1415.59 | 1706.72 | 1986.74 | 2628.96 | 3374.82 | 3805.67 | 4261.14 | 5151.83 | 6169.12 | 4894
|  | Total | 1758.985 | 2135.865 | 2684.68 | 3213.68 | 4563.645 | 6054.51 | 7766.975 | 9712.21 | 11812.86 | 14242.325 | 16579.01 | 21938.27 | 28162.325 | 31757.74 | 35558.55 | 42991.17 | 51480.285 | 6002
7301
3 | Class | CI | B | [16 empty] | 8559
| Trench size |  | 0.9m x 1.2m |  |  |  | 0.9m x 1.3m |  |  | 1.0 x 1.4m |  |  | 1.1 x 1.6m | 1.2 x 1.7m | 1.3x1.8m |  | 1.4x1.9m | 1.5x2.0m | 1.6x2.1m | 11345
14937
| Pipe dia in mm = |  | 80 | 100 | 125 | 150 | 200 | 250 | 300 | 350 | 400 | 450 | 500 | 600 | 700 | 750 | 800 | 900 | 1000 | 16742
| PART A - Materials | [18 empty] | 18676
1 | Cost of pipe |  | 1314 | 1647 | 2131 | 2601 | 3783 | 5113 | 6633 | 8299 | 10128 | 12268 | 14282 | 19096 | 24596 | 27683 | 30794 | 37621 | 45118 | 25983
2 | Transportation charges, loading, unloading and stacking |  | 33 | 33 | 49 | 49 | 83 | 100 | 131 | 181 | 213 | 247 | 295 | 295 | 295 | 492 | 837 | 837 | 837 | 27411
3 | Cost of specials (1.5%) |  | 19.71 | 24.705 | 31.965 | 39.015 | 56.745 | 76.695 | 99.495 | 124.485 | 151.92 | 184.02 | 214.23 | 286.44 | 368.94 | 415.245 | 461.91 | 564.315 | 676.77
|  | Part A Total -----------> | 1366.71 | 1704.705 | 2211.965 | 2689.015 | 3922.745 | 5289.695 | 6863.495 | 8604.485 | 10492.92 | 12699.02 | 14791.23 | 19677.44 | 25259.94 | 28590.245 | 32092.91 | 39022.315 | 46631.77
PART B - Labour component
4 | Earthwork, L/J |  | 265.73 | 280.77 | 302.23 | 323.27 | 378.22 | 419.9 | 478.2 | 584.33 | 641.24 | 718.62 | 866.79 | 1079.26 | 1329.19 | 1498.4 | 1498.4 | 1678.31 | 1983.22 | B
| Add Overheads & CP |  | 222.26 | 270.32 | 342.31 | 410.12 | 585.58 | 777.36 | 999.57 | 1251.06 | 1515.92 | 1826.81 | 2131.84 | 2826.02 | 3620.11 | 4096.57 | 4573.46 | 5541.39 | 6618.93 | 870
|  | Total | 1854.7 | 2255.795 | 2856.505 | 3422.405 | 4886.545 | 6486.955 | 8341.265 | 10439.875 | 12650.08 | 15244.45 | 17789.86 | 23582.72 | 30209.24 | 34185.215 | 38164.77 | 46242.015 | 55233.92 | 1067
1349
1642
2385
3224
4180
5309
6478
7875
9260
12288
16138
18162
20203
24694
29628

## CI Fittings
CI PIPE FITTINGS
Sl No | Dia of Pipe in mm | Tee & Bend | Description of Item | Length of Pipe | Weight in Kg | Cost per Kg | Per | Unit | Amount in Rs. (Excl. CP)
1 | 2 | 3 | 4 | 5 | 6 | 7 | 8 | 9 | 10
1 | 80 | - | Tail Piece | 0.3 | 9.64 | 71.87 | 1 | Nos | 692.83
2 | 100 | - | Tail Piece | 0.3 | 11.82 | 71.87 | 1 | Nos | 849.5
3 | 125 | - | Tail Piece | 0.3 | 15.23 | 71.87 | 1 | Nos | 1094.58
4 | 150 | - | Tail Piece | 0.3 | 19.18 | 71.87 | 1 | Nos | 1378.47
5 | 200 | - | Tail Piece | 0.3 | 27.33 | 71.87 | 1 | Nos | 1964.21
6 | 250 | - | Tail Piece | 0.3 | 36.54 | 71.87 | 1 | Nos | 2626.13
7 | 300 | - | Tail Piece | 0.3 | 46.63 | 71.87 | 1 | Nos | 3351.3
8 | 350 | - | Tail Piece | 0.3 | 59.05 | 71.87 | 1 | Nos | 4243.92
9 | 400 | - | Tail Piece | 0.3 | 72.18 | 71.87 | 1 | Nos | 5187.58
10 | 450 | - | Tail Piece | 0.3 | 85.6 | 71.87 | 1 | Nos | 6152.07
11 | 500 | - | Tail Piece | 0.3 | 100.89 | 71.87 | 1 | Nos | 7250.96
12 | 600 | - | Tail Piece | 0.3 | 135.95 | 71.87 | 1 | Nos | 9770.73
13 | 80 | - | Tail Piece | 0.45 | 12.61 | 71.87 | 1 | Nos | 906.28
14 | 100 | - | Tail Piece | 0.45 | 15.63 | 71.87 | 1 | Nos | 1123.33
15 | 125 | - | Tail Piece | 0.45 | 20.195 | 71.87 | 1 | Nos | 1451.41
16 | 150 | - | Tail Piece | 0.45 | 25.42 | 71.87 | 1 | Nos | 1826.94
17 | 200 | - | Tail Piece | 0.45 | 36.345 | 71.87 | 1 | Nos | 2612.12
18 | 250 | - | Tail Piece | 0.45 | 48.81 | 71.87 | 1 | Nos | 3507.97
19 | 300 | - | Tail Piece | 0.45 | 62.545 | 71.87 | 1 | Nos | 4495.11
20 | 350 | - | Tail Piece | 0.45 | 79.075 | 71.87 | 1 | Nos | 5683.12
21 | 400 | - | Tail Piece | 0.45 | 96.57 | 71.87 | 1 | Nos | 6940.49
22 | 450 | - | Tail Piece | 0.45 | 115.15 | 71.87 | 1 | Nos | 8275.83
23 | 500 | - | Tail Piece | 0.45 | 135.285 | 71.87 | 1 | Nos | 9722.93
24 | 600 | - | Tail Piece | 0.45 | 181.925 | 71.87 | 1 | Nos | 13074.95
25 | 80 | - | Tail Piece | 0.6 | 15.58 | 71.87 | 1 | Nos | 1119.73
26 | 100 | - | Tail Piece | 0.6 | 19.44 | 71.87 | 1 | Nos | 1397.15
27 | 125 | - | Tail Piece | 0.6 | 25.16 | 71.87 | 1 | Nos | 1808.25
28 | 150 | - | Tail Piece | 0.6 | 31.66 | 71.87 | 1 | Nos | 2275.4
29 | 200 | - | Tail Piece | 0.6 | 45.36 | 71.87 | 1 | Nos | 3260.02
30 | 250 | - | Tail Piece | 0.6 | 61.08 | 71.87 | 1 | Nos | 4389.82
31 | 300 | - | Tail Piece | 0.6 | 78.46 | 71.87 | 1 | Nos | 5638.92
32 | 350 | - | Tail Piece | 0.6 | 99.1 | 71.87 | 1 | Nos | 7122.32
33 | 400 | - | Tail Piece | 0.6 | 120.96 | 71.87 | 1 | Nos | 8693.4
34 | 450 | - | Tail Piece | 0.6 | 144.7 | 71.87 | 1 | Nos | 10399.59
35 | 500 | - | Tail Piece | 0.6 | 169.68 | 71.87 | 1 | Nos | 12194.9
36 | 600 | - | Tail Piece | 0.6 | 227.9 | 71.87 | 1 | Nos | 16379.17
37 | 80 | - | Tail Piece | 0.75 | 18.55 | 71.87 | 1 | Nos | 1333.19
38 | 100 | - | Tail Piece | 0.75 | 23.25 | 71.87 | 1 | Nos | 1670.98
39 | 125 | - | Tail Piece | 0.75 | 30.125 | 71.87 | 1 | Nos | 2165.08
40 | 150 | - | Tail Piece | 0.75 | 37.9 | 71.87 | 1 | Nos | 2723.87
41 | 200 | - | Tail Piece | 0.75 | 54.375 | 71.87 | 1 | Nos | 3907.93
42 | 250 | - | Tail Piece | 0.75 | 73.35 | 71.87 | 1 | Nos | 5271.66
43 | 300 | - | Tail Piece | 0.75 | 94.375 | 71.87 | 1 | Nos | 6782.73
44 | 350 | - | Tail Piece | 0.75 | 119.125 | 71.87 | 1 | Nos | 8561.51
45 | 400 | - | Tail Piece | 0.75 | 145.35 | 71.87 | 1 | Nos | 10446.3
46 | 450 | - | Tail Piece | 0.75 | 174.25 | 71.87 | 1 | Nos | 12523.35
47 | 500 | - | Tail Piece | 0.75 | 204.075 | 71.87 | 1 | Nos | 14666.87
48 | 600 | - | Tail Piece | 0.75 | 273.875 | 71.87 | 1 | Nos | 19683.4
49 | 80 | - | Tail Piece | 0.9 | 21.52 | 71.87 | 1 | Nos | 1546.64
50 | 100 | - | Tail Piece | 0.9 | 27.06 | 71.87 | 1 | Nos | 1944.8
51 | 125 | - | Tail Piece | 0.9 | 35.09 | 71.87 | 1 | Nos | 2521.92
52 | 150 | - | Tail Piece | 0.9 | 44.14 | 71.87 | 1 | Nos | 3172.34
53 | 200 | - | Tail Piece | 0.9 | 63.39 | 71.87 | 1 | Nos | 4555.84
54 | 250 | - | Tail Piece | 0.9 | 85.62 | 71.87 | 1 | Nos | 6153.51
55 | 300 | - | Tail Piece | 0.9 | 110.29 | 71.87 | 1 | Nos | 7926.54
56 | 350 | - | Tail Piece | 0.9 | 139.15 | 71.87 | 1 | Nos | 10000.71
57 | 400 | - | Tail Piece | 0.9 | 169.74 | 71.87 | 1 | Nos | 12199.21
58 | 450 | - | Tail Piece | 0.9 | 203.8 | 71.87 | 1 | Nos | 14647.11
59 | 500 | - | Tail Piece | 0.9 | 238.47 | 71.87 | 1 | Nos | 17138.84
60 | 600 | - | Tail Piece | 0.9 | 319.85 | 71.87 | 1 | Nos | 22987.62
61 | 80 | - | Tail Piece | 1 | 23.5 | 71.87 | 1 | Nos | 1688.95
62 | 100 | - | Tail Piece | 1 | 29.6 | 71.87 | 1 | Nos | 2127.35
63 | 125 | - | Tail Piece | 1 | 38.4 | 71.87 | 1 | Nos | 2759.81
64 | 150 | - | Tail Piece | 1 | 48.3 | 71.87 | 1 | Nos | 3471.32
65 | 200 | - | Tail Piece | 1 | 69.4 | 71.87 | 1 | Nos | 4987.78
66 | 250 | - | Tail Piece | 1 | 93.8 | 71.87 | 1 | Nos | 6741.41
67 | 300 | - | Tail Piece | 1 | 120.9 | 71.87 | 1 | Nos | 8689.08
68 | 350 | - | Tail Piece | 1 | 152.5 | 71.87 | 1 | Nos | 10960.18
69 | 400 | - | Tail Piece | 1 | 186 | 71.87 | 1 | Nos | 13367.82
70 | 450 | - | Tail Piece | 1 | 223.5 | 71.87 | 1 | Nos | 16062.95
71 | 500 | - | Tail Piece | 1 | 261.4 | 71.87 | 1 | Nos | 18786.82
72 | 600 | - | Tail Piece | 1 | 350.5 | 71.87 | 1 | Nos | 25190.44
73 | 80 | - | Tail Piece | 1.5 | 33.4 | 71.87 | 1 | Nos | 2400.46
74 | 100 | - | Tail Piece | 1.5 | 42.3 | 71.87 | 1 | Nos | 3040.1
75 | 125 | - | Tail Piece | 1.5 | 54.95 | 71.87 | 1 | Nos | 3949.26
76 | 150 | - | Tail Piece | 1.5 | 69.1 | 71.87 | 1 | Nos | 4966.22
77 | 200 | - | Tail Piece | 1.5 | 99.45 | 71.87 | 1 | Nos | 7147.47
78 | 250 | - | Tail Piece | 1.5 | 134.7 | 71.87 | 1 | Nos | 9680.89
79 | 300 | - | Tail Piece | 1.5 | 173.95 | 71.87 | 1 | Nos | 12501.79
80 | 350 | - | Tail Piece | 1.5 | 219.25 | 71.87 | 1 | Nos | 15757.5
81 | 400 | - | Tail Piece | 1.5 | 267.3 | 71.87 | 1 | Nos | 19210.85
82 | 450 | - | Tail Piece | 1.5 | 322 | 71.87 | 1 | Nos | 23142.14
83 | 500 | - | Tail Piece | 1.5 | 376.05 | 71.87 | 1 | Nos | 27026.71
84 | 600 | - | Tail Piece | 1.5 | 503.75 | 71.87 | 1 | Nos | 36204.51
85 | 80 | 40 | All Flanged Air Tee | - | 18.13 | 71.87 | 1 | Nos | 1303
86 | 80 | 50 | All Flanged Air Tee | - | 19.13 | 71.87 | 1 | Nos | 1374.87
87 | 100 | 40 | All Flanged Air Tee | - | 22.05 | 71.87 | 1 | Nos | 1584.73
88 | 100 | 50 | All Flanged Air Tee | - | 23.05 | 71.87 | 1 | Nos | 1656.6
89 | 125 | 50 | All Flanged Air Tee | - | 29.56 | 71.87 | 1 | Nos | 2124.48
90 | 150 | 50 | All Flanged Air Tee | - | 38 | 71.87 | 1 | Nos | 2731.06
91 | 200 | 50 | All Flanged Air Tee | - | 57.8 | 71.87 | 1 | Nos | 4154.09
92 | 350 | 100 | All Flanged Air Tee | - | 161.08 | 71.87 | 1 | Nos | 11576.82
93 | 400 | 100 | All Flanged Air Tee | - | 202.75 | 71.87 | 1 | Nos | 14571.64
94 | 450 | 100 | All Flanged Air Tee | - | 249.76 | 71.87 | 1 | Nos | 17950.25
95 | 500 | 150 | All Flanged Air Tee | - | 308.94 | 71.87 | 1 | Nos | 22203.52
96 | 600 | 150 | All Flanged Air Tee | - | 440.59 | 71.87 | 1 | Nos | 31665.2
97 | 700 | 150 | All Flanged Air Tee | - | 608.4 | 71.87 | 1 | Nos | 43725.71
98 | 80 | - | D/F Pipes | 0.3 | 13.34 | 71.87 | 1 | Nos | 958.75
99 | 100 | - | D/F Pipes | 0.3 | 16.02 | 71.87 | 1 | Nos | 1151.36
100 | 125 | - | D/F Pipes | 0.3 | 20.53 | 71.87 | 1 | Nos | 1475.49
101 | 150 | - | D/F Pipes | 0.3 | 25.88 | 71.87 | 1 | Nos | 1860
102 | 200 | - | D/F Pipes | 0.3 | 36.63 | 71.87 | 1 | Nos | 2632.6
103 | 250 | - | D/F Pipes | 0.3 | 48.54 | 71.87 | 1 | Nos | 3488.57
104 | 300 | - | D/F Pipes | 0.3 | 61.43 | 71.87 | 1 | Nos | 4414.97
105 | 350 | - | D/F Pipes | 0.3 | 78.05 | 71.87 | 1 | Nos | 5609.45
106 | 400 | - | D/F Pipes | 0.3 | 95.58 | 71.87 | 1 | Nos | 6869.33
107 | 450 | - | D/F Pipes | 0.3 | 112.1 | 71.87 | 1 | Nos | 8056.63
108 | 500 | - | D/F Pipes | 0.3 | 132.99 | 71.87 | 1 | Nos | 9557.99
109 | 600 | - | D/F Pipes | 0.3 | 179.95 | 71.87 | 1 | Nos | 12933.01
110 | 80 | - | D/F Pipes | 0.45 | 16.31 | 71.87 | 1 | Nos | 1172.2
111 | 100 | - | D/F Pipes | 0.45 | 19.83 | 71.87 | 1 | Nos | 1425.18
112 | 125 | - | D/F Pipes | 0.45 | 25.495 | 71.87 | 1 | Nos | 1832.33
113 | 150 | - | D/F Pipes | 0.45 | 32.12 | 71.87 | 1 | Nos | 2308.46
114 | 200 | - | D/F Pipes | 0.45 | 45.645 | 71.87 | 1 | Nos | 3280.51
115 | 250 | - | D/F Pipes | 0.45 | 60.81 | 71.87 | 1 | Nos | 4370.41
116 | 300 | - | D/F Pipes | 0.45 | 77.345 | 71.87 | 1 | Nos | 5558.79
117 | 350 | - | D/F Pipes | 0.45 | 98.075 | 71.87 | 1 | Nos | 7048.65
118 | 400 | - | D/F Pipes | 0.45 | 119.97 | 71.87 | 1 | Nos | 8622.24
119 | 450 | - | D/F Pipes | 0.45 | 141.65 | 71.87 | 1 | Nos | 10180.39
120 | 500 | - | D/F Pipes | 0.45 | 167.385 | 71.87 | 1 | Nos | 12029.96
121 | 600 | - | D/F Pipes | 0.45 | 225.925 | 71.87 | 1 | Nos | 16237.23
122 | 80 | - | D/F Pipes | 0.6 | 19.28 | 71.87 | 1 | Nos | 1385.65
123 | 100 | - | D/F Pipes | 0.6 | 23.64 | 71.87 | 1 | Nos | 1699.01
124 | 125 | - | D/F Pipes | 0.6 | 30.46 | 71.87 | 1 | Nos | 2189.16
125 | 150 | - | D/F Pipes | 0.6 | 38.36 | 71.87 | 1 | Nos | 2756.93
126 | 200 | - | D/F Pipes | 0.6 | 54.66 | 71.87 | 1 | Nos | 3928.41
127 | 250 | - | D/F Pipes | 0.6 | 73.08 | 71.87 | 1 | Nos | 5252.26
128 | 300 | - | D/F Pipes | 0.6 | 93.26 | 71.87 | 1 | Nos | 6702.6
129 | 350 | - | D/F Pipes | 0.6 | 118.1 | 71.87 | 1 | Nos | 8487.85
130 | 400 | - | D/F Pipes | 0.6 | 144.36 | 71.87 | 1 | Nos | 10375.15
131 | 450 | - | D/F Pipes | 0.6 | 171.2 | 71.87 | 1 | Nos | 12304.14
132 | 500 | - | D/F Pipes | 0.6 | 201.78 | 71.87 | 1 | Nos | 14501.93
133 | 600 | - | D/F Pipes | 0.6 | 271.9 | 71.87 | 1 | Nos | 19541.45
134 | 80 | - | D/F Pipes | 0.75 | 22.25 | 71.87 | 1 | Nos | 1599.11
135 | 100 | - | D/F Pipes | 0.75 | 27.45 | 71.87 | 1 | Nos | 1972.83
136 | 125 | - | D/F Pipes | 0.75 | 35.425 | 71.87 | 1 | Nos | 2545.99
137 | 150 | - | D/F Pipes | 0.75 | 44.6 | 71.87 | 1 | Nos | 3205.4
138 | 200 | - | D/F Pipes | 0.75 | 63.675 | 71.87 | 1 | Nos | 4576.32
139 | 250 | - | D/F Pipes | 0.75 | 85.35 | 71.87 | 1 | Nos | 6134.1
140 | 300 | - | D/F Pipes | 0.75 | 109.175 | 71.87 | 1 | Nos | 7846.41
141 | 350 | - | D/F Pipes | 0.75 | 138.125 | 71.87 | 1 | Nos | 9927.04
142 | 400 | - | D/F Pipes | 0.75 | 168.75 | 71.87 | 1 | Nos | 12128.06
143 | 450 | - | D/F Pipes | 0.75 | 200.75 | 71.87 | 1 | Nos | 14427.9
144 | 500 | - | D/F Pipes | 0.75 | 236.175 | 71.87 | 1 | Nos | 16973.9
145 | 600 | - | D/F Pipes | 0.75 | 317.875 | 71.87 | 1 | Nos | 22845.68
146 | 80 | - | D/F Pipes | 0.9 | 25.22 | 71.87 | 1 | Nos | 1812.56
147 | 100 | - | D/F Pipes | 0.9 | 31.26 | 71.87 | 1 | Nos | 2246.66
148 | 125 | - | D/F Pipes | 0.9 | 40.39 | 71.87 | 1 | Nos | 2902.83
149 | 150 | - | D/F Pipes | 0.9 | 50.84 | 71.87 | 1 | Nos | 3653.87
150 | 200 | - | D/F Pipes | 0.9 | 72.69 | 71.87 | 1 | Nos | 5224.23
151 | 250 | - | D/F Pipes | 0.9 | 97.62 | 71.87 | 1 | Nos | 7015.95
152 | 300 | - | D/F Pipes | 0.9 | 125.09 | 71.87 | 1 | Nos | 8990.22
153 | 350 | - | D/F Pipes | 0.9 | 158.15 | 71.87 | 1 | Nos | 11366.24
154 | 400 | - | D/F Pipes | 0.9 | 193.14 | 71.87 | 1 | Nos | 13880.97
155 | 450 | - | D/F Pipes | 0.9 | 230.3 | 71.87 | 1 | Nos | 16551.66
156 | 500 | - | D/F Pipes | 0.9 | 270.57 | 71.87 | 1 | Nos | 19445.87
157 | 600 | - | D/F Pipes | 0.9 | 363.85 | 71.87 | 1 | Nos | 26149.9
158 | 80 | - | D/F Pipes | 1 | 27.2 | 71.87 | 1 | Nos | 1954.86
159 | 100 | - | D/F Pipes | 1 | 33.8 | 71.87 | 1 | Nos | 2429.21
160 | 125 | - | D/F Pipes | 1 | 43.7 | 71.87 | 1 | Nos | 3140.72
161 | 150 | - | D/F Pipes | 1 | 55 | 71.87 | 1 | Nos | 3952.85
162 | 200 | - | D/F Pipes | 1 | 78.7 | 71.87 | 1 | Nos | 5656.17
163 | 250 | - | D/F Pipes | 1 | 105.8 | 71.87 | 1 | Nos | 7603.85
164 | 300 | - | D/F Pipes | 1 | 135.7 | 71.87 | 1 | Nos | 9752.76
165 | 350 | - | D/F Pipes | 1 | 171.5 | 71.87 | 1 | Nos | 12325.71
166 | 400 | - | D/F Pipes | 1 | 209.4 | 71.87 | 1 | Nos | 15049.58
167 | 450 | - | D/F Pipes | 1 | 250 | 71.87 | 1 | Nos | 17967.5
168 | 500 | - | D/F Pipes | 1 | 293.5 | 71.87 | 1 | Nos | 21093.85
169 | 600 | - | D/F Pipes | 1 | 394.5 | 71.87 | 1 | Nos | 28352.72
170 | 80 | - | D/F Pipes | 1.2 | 31.16 | 71.87 | 1 | Nos | 2239.47
171 | 100 | - | D/F Pipes | 1.2 | 38.88 | 71.87 | 1 | Nos | 2794.31
172 | 125 | - | D/F Pipes | 1.2 | 50.32 | 71.87 | 1 | Nos | 3616.5
173 | 150 | - | D/F Pipes | 1.2 | 63.32 | 71.87 | 1 | Nos | 4550.81
174 | 200 | - | D/F Pipes | 1.2 | 90.72 | 71.87 | 1 | Nos | 6520.05
175 | 250 | - | D/F Pipes | 1.2 | 122.16 | 71.87 | 1 | Nos | 8779.64
176 | 300 | - | D/F Pipes | 1.2 | 156.92 | 71.87 | 1 | Nos | 11277.84
177 | 350 | - | D/F Pipes | 1.2 | 198.2 | 71.87 | 1 | Nos | 14244.63
178 | 400 | - | D/F Pipes | 1.2 | 241.92 | 71.87 | 1 | Nos | 17386.79
179 | 450 | - | D/F Pipes | 1.2 | 289.4 | 71.87 | 1 | Nos | 20799.18
180 | 500 | - | D/F Pipes | 1.2 | 339.36 | 71.87 | 1 | Nos | 24389.8
181 | 600 | - | D/F Pipes | 1.2 | 455.8 | 71.87 | 1 | Nos | 32758.35
182 | 80 | - | D/F Pipes | 2 | 47 | 71.87 | 1 | Nos | 3377.89
183 | 100 | - | D/F Pipes | 2 | 59.2 | 71.87 | 1 | Nos | 4254.7
184 | 125 | - | D/F Pipes | 2 | 76.8 | 71.87 | 1 | Nos | 5519.62
185 | 150 | - | D/F Pipes | 2 | 96.6 | 71.87 | 1 | Nos | 6942.64
186 | 200 | - | D/F Pipes | 2 | 138.8 | 71.87 | 1 | Nos | 9975.56
187 | 250 | - | D/F Pipes | 2 | 187.6 | 71.87 | 1 | Nos | 13482.81
188 | 300 | - | D/F Pipes | 2 | 241.8 | 71.87 | 1 | Nos | 17378.17
189 | 350 | - | D/F Pipes | 2 | 305 | 71.87 | 1 | Nos | 21920.35
190 | 400 | - | D/F Pipes | 2 | 372 | 71.87 | 1 | Nos | 26735.64
191 | 450 | - | D/F Pipes | 2 | 447 | 71.87 | 1 | Nos | 32125.89
192 | 500 | - | D/F Pipes | 2 | 522.8 | 71.87 | 1 | Nos | 37573.64
193 | 600 | - | D/F Pipes | 2 | 701 | 71.87 | 1 | Nos | 50380.87
194 | 80 | - | D/F Pipes | 2.75 | 61.85 | 71.87 | 1 | Nos | 4445.16
195 | 100 | - | D/F Pipes | 2.75 | 78.25 | 71.87 | 1 | Nos | 5623.83
196 | 125 | - | D/F Pipes | 2.75 | 101.625 | 71.87 | 1 | Nos | 7303.79
197 | 150 | - | D/F Pipes | 2.75 | 127.8 | 71.87 | 1 | Nos | 9184.99
198 | 200 | - | D/F Pipes | 2.75 | 183.875 | 71.87 | 1 | Nos | 13215.1
199 | 250 | - | D/F Pipes | 2.75 | 248.95 | 71.87 | 1 | Nos | 17892.04
200 | 300 | - | D/F Pipes | 2.75 | 321.375 | 71.87 | 1 | Nos | 23097.22
201 | 350 | - | D/F Pipes | 2.75 | 405.125 | 71.87 | 1 | Nos | 29116.33
202 | 400 | - | D/F Pipes | 2.75 | 493.95 | 71.87 | 1 | Nos | 35500.19
203 | 450 | - | D/F Pipes | 2.75 | 594.75 | 71.87 | 1 | Nos | 42744.68
204 | 500 | - | D/F Pipes | 2.75 | 694.775 | 71.87 | 1 | Nos | 49933.48
205 | 600 | - | D/F Pipes | 2.75 | 930.875 | 71.87 | 1 | Nos | 66901.99
206 | 80 | 1/4 (90ᵒ) | D/F Bends | - | 13 | 71.87 | 1 | Nos | 934.31
207 | 100 | 1/4 (90ᵒ) | D/F Bends | - | 17 | 71.87 | 1 | Nos | 1221.79
208 | 125 | 1/4 (90ᵒ) | D/F Bends | - | 23 | 71.87 | 1 | Nos | 1653.01
209 | 150 | 1/4 (90ᵒ) | D/F Bends | - | 31 | 71.87 | 1 | Nos | 2227.97
210 | 200 | 1/4 (90ᵒ) | D/F Bends | - | 49 | 71.87 | 1 | Nos | 3521.63
211 | 250 | 1/4 (90ᵒ) | D/F Bends | - | 72 | 71.87 | 1 | Nos | 5174.64
212 | 300 | 1/4 (90ᵒ) | D/F Bends | - | 100 | 71.87 | 1 | Nos | 7187
213 | 350 | 1/4 (90ᵒ) | D/F Bends | - | 137 | 71.87 | 1 | Nos | 9846.19
214 | 400 | 1/4 (90ᵒ) | D/F Bends | - | 181 | 71.87 | 1 | Nos | 13008.47
215 | 450 | 1/4 (90ᵒ) | D/F Bends | - | 226 | 71.87 | 1 | Nos | 16242.62
216 | 500 | 1/4 (90ᵒ) | D/F Bends | - | 290 | 71.87 | 1 | Nos | 20842.3
217 | 600 | 1/4 (90ᵒ) | D/F Bends | - | 442 | 71.87 | 1 | Nos | 31766.54
218 | 80 | 1/8 (45ᵒ) | D/F Bends | - | 14 | 71.87 | 1 | Nos | 1006.18
219 | 100 | 1/8 (45ᵒ) | D/F Bends | - | 18 | 71.87 | 1 | Nos | 1293.66
220 | 125 | 1/8 (45ᵒ) | D/F Bends | - | 25 | 71.87 | 1 | Nos | 1796.75
221 | 150 | 1/8 (45ᵒ) | D/F Bends | - | 34 | 71.87 | 1 | Nos | 2443.58
222 | 200 | 1/8 (45ᵒ) | D/F Bends | - | 54 | 71.87 | 1 | Nos | 3880.98
223 | 250 | 1/8 (45ᵒ) | D/F Bends | - | 80 | 71.87 | 1 | Nos | 5749.6
224 | 300 | 1/8 (45ᵒ) | D/F Bends | - | 112 | 71.87 | 1 | Nos | 8049.44
225 | 350 | 1/8 (45ᵒ) | D/F Bends | - | 115 | 71.87 | 1 | Nos | 8265.05
226 | 400 | 1/8 (45ᵒ) | D/F Bends | - | 149 | 71.87 | 1 | Nos | 10708.63
227 | 450 | 1/8 (45ᵒ) | D/F Bends | - | 185 | 71.87 | 1 | Nos | 13295.95
228 | 500 | 1/8 (45ᵒ) | D/F Bends | - | 231 | 71.87 | 1 | Nos | 16601.97
229 | 600 | 1/8 (45ᵒ) | D/F Bends | - | 342 | 71.87 | 1 | Nos | 24579.54
230 | 80 | 1/4 (90ᵒ) | Duck Foot Bend | - | 21 | 71.87 | 1 | Nos | 1509.27
231 | 100 | 1/4 (90ᵒ) | Duck Foot Bend | - | 26 | 71.87 | 1 | Nos | 1868.62
232 | 125 | 1/4 (90ᵒ) | Duck Foot Bend | - | 36 | 71.87 | 1 | Nos | 2587.32
233 | 150 | 1/4 (90ᵒ) | Duck Foot Bend | - | 47 | 71.87 | 1 | Nos | 3377.89
234 | 200 | 1/4 (90ᵒ) | Duck Foot Bend | - | 74 | 71.87 | 1 | Nos | 5318.38
235 | 250 | 1/4 (90ᵒ) | Duck Foot Bend | - | 111 | 71.87 | 1 | Nos | 7977.57
236 | 300 | 1/4 (90ᵒ) | Duck Foot Bend | - | 156 | 71.87 | 1 | Nos | 11211.72
237 | 350 | 1/4 (90ᵒ) | Duck Foot Bend | - | 214 | 71.87 | 1 | Nos | 15380.18
238 | 400 | 1/4 (90ᵒ) | Duck Foot Bend | - | 281 | 71.87 | 1 | Nos | 20195.47
239 | 450 | 1/4 (90ᵒ) | Duck Foot Bend | - | 350 | 71.87 | 1 | Nos | 25154.5
240 | 500 | 1/4 (90ᵒ) | Duck Foot Bend | - | 446 | 71.87 | 1 | Nos | 32054.02
241 | 600 | 1/4 (90ᵒ) | Duck Foot Bend | - | 667 | 71.87 | 1 | Nos | 47937.29
242 | 80 | - | Bell Mouth Piece | - | 7 | 71.87 | 1 | Nos | 503.09
243 | 100 | - | Bell Mouth Piece | - | 9 | 71.87 | 1 | Nos | 646.83
244 | 125 | - | Bell Mouth Piece | - | 12 | 71.87 | 1 | Nos | 862.44
245 | 150 | - | Bell Mouth Piece | - | 15 | 71.87 | 1 | Nos | 1078.05
246 | 200 | - | Bell Mouth Piece | - | 23 | 71.87 | 1 | Nos | 1653.01
247 | 250 | - | Bell Mouth Piece | - | 31 | 71.87 | 1 | Nos | 2227.97
248 | 300 | - | Bell Mouth Piece | - | 45 | 71.87 | 1 | Nos | 3234.15
249 | 350 | - | Bell Mouth Piece | - | 58 | 71.87 | 1 | Nos | 4168.46
250 | 400 | - | Bell Mouth Piece | - | 80 | 71.87 | 1 | Nos | 5749.6
251 | 450 | - | Bell Mouth Piece | - | 93 | 71.87 | 1 | Nos | 6683.91
252 | 500 | - | Bell Mouth Piece | - | 120 | 71.87 | 1 | Nos | 8624.4
253 | 600 | - | Bell Mouth Piece | - | 201 | 71.87 | 1 | Nos | 14445.87
254 | 80 | 80 | All Flanged Tees | - | 21 | 71.87 | 1 | Nos | 1509.27
255 | 100 | 80 | All Flanged Tees | - | 25 | 71.87 | 1 | Nos | 1796.75
256 | 100 | 100 | All Flanged Tees | - | 26 | 71.87 | 1 | Nos | 1868.62
257 | 125 | 80 | All Flanged Tees | - | 32 | 71.87 | 1 | Nos | 2299.84
258 | 125 | 100 | All Flanged Tees | - | 34 | 71.87 | 1 | Nos | 2443.58
259 | 125 | 125 | All Flanged Tees | - | 36 | 71.87 | 1 | Nos | 2587.32
260 | 150 | 80 | All Flanged Tees | - | 41 | 71.87 | 1 | Nos | 2946.67
261 | 150 | 100 | All Flanged Tees | - | 42 | 71.87 | 1 | Nos | 3018.54
262 | 150 | 125 | All Flanged Tees | - | 45 | 71.87 | 1 | Nos | 3234.15
263 | 150 | 150 | All Flanged Tees | - | 47 | 71.87 | 1 | Nos | 3377.89
264 | 200 | 80 | All Flanged Tees | - | 62 | 71.87 | 1 | Nos | 4455.94
265 | 200 | 100 | All Flanged Tees | - | 63 | 71.87 | 1 | Nos | 4527.81
266 | 200 | 125 | All Flanged Tees | - | 66 | 71.87 | 1 | Nos | 4743.42
267 | 200 | 150 | All Flanged Tees | - | 68 | 71.87 | 1 | Nos | 4887.16
268 | 200 | 200 | All Flanged Tees | - | 74 | 71.87 | 1 | Nos | 5318.38
269 | 250 | 80 | All Flanged Tees | - | 89 | 71.87 | 1 | Nos | 6396.43
270 | 250 | 100 | All Flanged Tees | - | 90 | 71.87 | 1 | Nos | 6468.3
271 | 250 | 125 | All Flanged Tees | - | 93 | 71.87 | 1 | Nos | 6683.91
272 | 250 | 150 | All Flanged Tees | - | 96 | 71.87 | 1 | Nos | 6899.52
273 | 250 | 200 | All Flanged Tees | - | 102 | 71.87 | 1 | Nos | 7330.74
274 | 250 | 250 | All Flanged Tees | - | 109 | 71.87 | 1 | Nos | 7833.83
275 | 300 | 80 | All Flanged Tees | - | 122 | 71.87 | 1 | Nos | 8768.14
276 | 300 | 100 | All Flanged Tees | - | 124 | 71.87 | 1 | Nos | 8911.88
277 | 300 | 125 | All Flanged Tees | - | 126 | 71.87 | 1 | Nos | 9055.62
278 | 300 | 150 | All Flanged Tees | - | 129 | 71.87 | 1 | Nos | 9271.23
279 | 300 | 200 | All Flanged Tees | - | 136 | 71.87 | 1 | Nos | 9774.32
280 | 300 | 250 | All Flanged Tees | - | 143 | 71.87 | 1 | Nos | 10277.41
281 | 300 | 300 | All Flanged Tees | - | 151 | 71.87 | 1 | Nos | 10852.37
282 | 350 | 200 | All Flanged Tees | - | 169 | 71.87 | 1 | Nos | 12146.03
283 | 350 | 250 | All Flanged Tees | - | 173 | 71.87 | 1 | Nos | 12433.51
284 | 350 | 300 | All Flanged Tees | - | 188 | 71.87 | 1 | Nos | 13511.56
285 | 350 | 350 | All Flanged Tees | - | 195 | 71.87 | 1 | Nos | 14014.65
286 | 400 | 200 | All Flanged Tees | - | 211 | 71.87 | 1 | Nos | 15164.57
287 | 400 | 250 | All Flanged Tees | - | 215 | 71.87 | 1 | Nos | 15452.05
288 | 400 | 300 | All Flanged Tees | - | 232 | 71.87 | 1 | Nos | 16673.84
289 | 400 | 350 | All Flanged Tees | - | 239 | 71.87 | 1 | Nos | 17176.93
290 | 400 | 400 | All Flanged Tees | - | 246 | 71.87 | 1 | Nos | 17680.02
291 | 450 | 250 | All Flanged Tees | - | 260 | 71.87 | 1 | Nos | 18686.2
292 | 450 | 300 | All Flanged Tees | - | 277 | 71.87 | 1 | Nos | 19907.99
293 | 450 | 350 | All Flanged Tees | - | 284 | 71.87 | 1 | Nos | 20411.08
294 | 450 | 400 | All Flanged Tees | - | 290 | 71.87 | 1 | Nos | 20842.3
295 | 450 | 450 | All Flanged Tees | - | 296 | 71.87 | 1 | Nos | 21273.52
296 | 500 | 250 | All Flanged Tees | - | 315 | 71.87 | 1 | Nos | 22639.05
297 | 500 | 300 | All Flanged Tees | - | 334 | 71.87 | 1 | Nos | 24004.58
298 | 500 | 350 | All Flanged Tees | - | 342 | 71.87 | 1 | Nos | 24579.54
299 | 500 | 400 | All Flanged Tees | - | 349 | 71.87 | 1 | Nos | 25082.63
300 | 500 | 450 | All Flanged Tees | - | 356 | 71.87 | 1 | Nos | 25585.72
301 | 500 | 500 | All Flanged Tees | - | 363 | 71.87 | 1 | Nos | 26088.81
302 | 600 | 300 | All Flanged Tees | - | 466 | 71.87 | 1 | Nos | 33491.42
303 | 600 | 350 | All Flanged Tees | - | 475 | 71.87 | 1 | Nos | 34138.25
304 | 600 | 400 | All Flanged Tees | - | 485 | 71.87 | 1 | Nos | 34856.95
305 | 600 | 450 | All Flanged Tees | - | 492 | 71.87 | 1 | Nos | 35360.04
306 | 600 | 500 | All Flanged Tees | - | 499 | 71.87 | 1 | Nos | 35863.13
307 | 600 | 600 | All Flanged Tees | - | 516 | 71.87 | 1 | Nos | 37084.92
308 | 80 | - | Semi Circular Bends | - | 25 | 71.87 | 1 | Nos | 1796.75
309 | 100 | - | Semi Circular Bends | - | 35 | 71.87 | 1 | Nos | 2515.45
310 | 125 | - | Semi Circular Bends | - | 45 | 71.87 | 1 | Nos | 3234.15
311 | 150 | - | Semi Circular Bends | - | 65 | 71.87 | 1 | Nos | 4671.55
312 | 200 | - | Semi Circular Bends | - | 100 | 71.87 | 1 | Nos | 7187
313 | 250 | - | Semi Circular Bends | - | 160 | 71.87 | 1 | Nos | 11499.2
314 | 300 | - | Semi Circular Bends | - | 210 | 71.87 | 1 | Nos | 15092.7
315 | 400 | - | Semi Circular Bends | - | 275 | 71.87 | 1 | Nos | 19764.25

## CID Joints
CID JOINTS
Sl.No. | Dia in mm | Clause | Weight of Joint in Kgs | Weight of Bolt & Nuts | Set of Rubber Gaskets | Per | Unit | Amount in Rs. (Excl. CP)
1 | 2 | 3 | 4 | 5 | 6 | 7 | 8 | 9
1 | 80 | CL-10 | 3 | 0.39 | 1 | 1 | Nos | 352.19
2 | 100 | CL-10 | 3.8 | 0.435 | 1 | 1 | Nos | 436.18
3 | 125 | CL-10 | 4.8 | 0.58 | 1 | 1 | Nos | 557.74
4 | 150 | CL-10 | 6.1 | 0.62 | 1 | 1 | Nos | 694.05
5 | 200 | CL-10 | 9 | 1.16 | 1 | 1 | Nos | 975.35
6 | 250 | CL-10 | 12.2 | 1.16 | 1 | 1 | Nos | 1235.33
7 | 300 | CL-10 | 14.9 | 1.45 | 1 | 1 | Nos | 1464.76
8 | 350 | CL-10 | 24.8 | 1.95 | 1 | 1 | Nos | 2266.28
9 | 400 | CL-10 | 30.1 | 1.95 | 1 | 1 | Nos | 2702.19
10 | 450 | CL-10 | 35.7 | 2.275 | 1 | 1 | Nos | 3196.31
11 | 500 | CL-10 | 50.3 | 4.96 | 1 | 1 | Nos | 4628.18
12 | 600 | CL-10 | 80.8 | 5.94 | 1 | 1 | Nos | 6995.78
13 | 80 | CL-15 | 3 | 0.39 | 1 | 1 | Nos | 352.19
14 | 100 | CL-15 | 3.8 | 0.435 | 1 | 1 | Nos | 436.18
15 | 125 | CL-15 | 4.8 | 0.58 | 1 | 1 | Nos | 557.74
16 | 150 | CL-15 | 6.3 | 0.62 | 1 | 1 | Nos | 708.42
17 | 200 | CL-15 | 9 | 1.16 | 1 | 1 | Nos | 975.35
18 | 250 | CL-15 | 12.5 | 1.16 | 1 | 1 | Nos | 1256.9
19 | 300 | CL-15 | 15.4 | 1.45 | 1 | 1 | Nos | 1500.7
20 | 350 | CL-15 | 26.5 | 1.95 | 1 | 1 | Nos | 2388.46
21 | 400 | CL-15 | 31.4 | 1.95 | 1 | 1 | Nos | 2795.62
22 | 450 | CL-15 | 38 | 2.275 | 1 | 1 | Nos | 3361.61
23 | 500 | CL-15 | 54.1 | 4.96 | 1 | 1 | Nos | 4901.29
24 | 600 | CL-15 | 84.8 | 5.94 | 1 | 1 | Nos | 7283.26
25 | 80 | CL-20 | 3.1 | 0.39 | 1 | 1 | Nos | 359.38
26 | 100 | CL-20 | 3.9 | 0.435 | 1 | 1 | Nos | 443.36
27 | 125 | CL-20 | 5.4 | 0.58 | 1 | 1 | Nos | 600.86
28 | 150 | CL-20 | 6.4 | 0.62 | 1 | 1 | Nos | 715.61
29 | 200 | CL-20 | 9.7 | 1.16 | 1 | 1 | Nos | 1025.66
30 | 250 | CL-20 | 13.8 | 1.16 | 1 | 1 | Nos | 1350.33
31 | 300 | CL-20 | 17.5 | 1.45 | 1 | 1 | Nos | 1651.63
32 | 350 | CL-20 | 28.1 | 1.95 | 1 | 1 | Nos | 2503.45
33 | 400 | CL-20 | 33.8 | 1.95 | 1 | 1 | Nos | 2968.11
34 | 450 | CL-20 | 40.6 | 2.275 | 1 | 1 | Nos | 3548.47
35 | 500 | CL-20 | 56.6 | 4.96 | 1 | 1 | Nos | 5080.96
36 | 600 | CL-20 | 91.4 | 5.94 | 1 | 1 | Nos | 7757.6
37 | 80 | CL-25 | 3.2 | 0.39 | 1 | 1 | Nos | 366.56
38 | 100 | CL-25 | 4 | 0.435 | 1 | 1 | Nos | 450.55
39 | 125 | CL-25 | 5.6 | 0.58 | 1 | 1 | Nos | 615.23
40 | 150 | CL-25 | 6.8 | 0.62 | 1 | 1 | Nos | 744.36
41 | 200 | CL-25 | 10.1 | 1.16 | 1 | 1 | Nos | 1054.41
42 | 250 | CL-25 | 14.3 | 1.16 | 1 | 1 | Nos | 1386.26
43 | 300 | CL-25 | 18.1 | 1.45 | 1 | 1 | Nos | 1694.75
44 | 350 | CL-25 | 29.8 | 1.95 | 1 | 1 | Nos | 2625.63
45 | 400 | CL-25 | 35.8 | 1.95 | 1 | 1 | Nos | 3111.85
46 | 450 | CL-25 | 42.8 | 2.275 | 1 | 1 | Nos | 3706.59
47 | 500 | CL-25 | 60.1 | 4.96 | 1 | 1 | Nos | 5332.51
48 | 600 | CL-25 | 95.5 | 5.94 | 1 | 1 | Nos | 8052.27

## DI Fittings
DI PIPE FITTINGS IS_9523_2000
Sl No. | Code | Dia. in mm | Tapper, Tee | Type of Joint | Description of Item | Length of Pipe | Weight in Kg | Cost per Kg | Per | Unit | Amount in Rs. (Excl. CP)
1 |  | 2 | 3 | 4 | 5 | 6 | 7 | 8 | 9 | 10 | 11
1 | DSB | 80 |  | Double Socket | Bend - 90 | - | 9 | 131.96 | 1 | Nos | 1187.64
2 | DSB | 100 |  | Double Socket | Bend - 90 | - | 12 | 131.96 | 1 | Nos | 1583.52
3 | DSB | 125 |  | Double Socket | Bend - 90 | - | 16 | 131.96 | 1 | Nos | 2111.36
4 | DSB | 150 |  | Double Socket | Bend - 90 | - | 21 | 131.96 | 1 | Nos | 2771.16
5 | DSB | 200 |  | Double Socket | Bend - 90 | - | 34 | 131.96 | 1 | Nos | 4486.64
6 | DSB | 250 |  | Double Socket | Bend - 90 | - | 50 | 131.96 | 1 | Nos | 6598
7 | DSB | 300 |  | Double Socket | Bend - 90 | - | 70 | 131.96 | 1 | Nos | 9237.2
8 | DSB | 350 |  | Double Socket | Bend - 90 | - | 95 | 131.96 | 1 | Nos | 12536.2
9 | DSB | 400 |  | Double Socket | Bend - 90 | - | 123 | 131.96 | 1 | Nos | 16231.08
10 | DSB | 450 |  | Double Socket | Bend - 90 | - | 158 | 131.96 | 1 | Nos | 20849.68
11 | DSB | 500 |  | Double Socket | Bend - 90 | - | 197 | 131.96 | 1 | Nos | 25996.12
12 | DSB | 600 |  | Double Socket | Bend - 90 | - | 293 | 144.96 | 1 | Nos | 42473.28
13 | DSB | 700 |  | Double Socket | Bend - 90 | - | 416 | 144.96 | 1 | Nos | 60303.36
14 | DSB | 750 |  | Double Socket | Bend - 90 | - | 489 | 144.96 | 1 | Nos | 70885.44
15 | DSB | 800 |  | Double Socket | Bend - 90 | - | 568 | 144.96 | 1 | Nos | 82337.28
16 | DSB | 900 |  | Double Socket | Bend - 90 | - | 753 | 144.96 | 1 | Nos | 109154.88
17 | DSB | 1000 |  | Double Socket | Bend - 90 | - | 973 | 144.96 | 1 | Nos | 141046.08
18 | DSB | 1100 |  | Double Socket | Bend - 90 | - | 1245 | 144.96 | 1 | Nos | 180475.2
19 | DSB | 1200 |  | Double Socket | Bend - 90 | - | 1541 | 144.96 | 1 | Nos | 223383.36
20 | DSB | 1400 |  | Double Socket | Bend - 90 | - | 2172 | 144.96 | 1 | Nos | 314853.12
21 | DSB | 1600 |  | Double Socket | Bend - 90 | - | 3073 | 144.96 | 1 | Nos | 445462.08
22 | DSB | 80 |  | Double Socket | Bend - 45 | - | 7 | 131.96 | 1 | Nos | 923.72
23 | DSB | 100 |  | Double Socket | Bend - 45 | - | 9 | 131.96 | 1 | Nos | 1187.64
24 | DSB | 125 |  | Double Socket | Bend - 45 | - | 13 | 131.96 | 1 | Nos | 1715.48
25 | DSB | 150 |  | Double Socket | Bend - 45 | - | 16 | 131.96 | 1 | Nos | 2111.36
26 | DSB | 200 |  | Double Socket | Bend - 45 | - | 24 | 131.96 | 1 | Nos | 3167.04
27 | DSB | 250 |  | Double Socket | Bend - 45 | - | 34 | 131.96 | 1 | Nos | 4486.64
28 | DSB | 300 |  | Double Socket | Bend - 45 | - | 45 | 131.96 | 1 | Nos | 5938.2
29 | DSB | 350 |  | Double Socket | Bend - 45 | - | 59 | 131.96 | 1 | Nos | 7785.64
30 | DSB | 400 |  | Double Socket | Bend - 45 | - | 74 | 131.96 | 1 | Nos | 9765.04
31 | DSB | 450 |  | Double Socket | Bend - 45 | - | 92 | 131.96 | 1 | Nos | 12140.32
32 | DSB | 500 |  | Double Socket | Bend - 45 | - | 111 | 131.96 | 1 | Nos | 14647.56
33 | DSB | 600 |  | Double Socket | Bend - 45 | - | 159 | 144.96 | 1 | Nos | 23048.64
34 | DSB | 700 |  | Double Socket | Bend - 45 | - | 217 | 144.96 | 1 | Nos | 31456.32
35 | DSB | 750 |  | Double Socket | Bend - 45 | - | 251 | 144.96 | 1 | Nos | 36384.96
36 | DSB | 800 |  | Double Socket | Bend - 45 | - | 287 | 144.96 | 1 | Nos | 41603.52
37 | DSB | 900 |  | Double Socket | Bend - 45 | - | 371 | 144.96 | 1 | Nos | 53780.16
38 | DSB | 1000 |  | Double Socket | Bend - 45 | - | 469 | 144.96 | 1 | Nos | 67986.24
39 | DSB | 1100 |  | Double Socket | Bend - 45 | - | 589 | 144.96 | 1 | Nos | 85381.44
40 | DSB | 1200 |  | Double Socket | Bend - 45 | - | 714 | 144.96 | 1 | Nos | 103501.44
41 | DSB | 1400 |  | Double Socket | Bend - 45 | - | 849 | 144.96 | 1 | Nos | 123071.04
42 | DSB | 1600 |  | Double Socket | Bend - 45 | - | 1153 | 144.96 | 1 | Nos | 167138.88
43 | DSB | 1800 |  | Double Socket | Bend - 45 | - | 1516 | 144.96 | 1 | Nos | 219759.36
44 | DSB | 2000 |  | Double Socket | Bend - 45 | - | 1952 | 144.96 | 1 | Nos | 282961.92
45 | DSB | 80 |  | Double Socket | Bend - 22.5 | - | 7 | 131.96 | 1 | Nos | 923.72
46 | DSB | 100 |  | Double Socket | Bend - 22.5 | - | 9 | 131.96 | 1 | Nos | 1187.64
47 | DSB | 125 |  | Double Socket | Bend - 22.5 | - | 12 | 131.96 | 1 | Nos | 1583.52
48 | DSB | 150 |  | Double Socket | Bend - 22.5 | - | 15 | 131.96 | 1 | Nos | 1979.4
49 | DSB | 200 |  | Double Socket | Bend - 22.5 | - | 22 | 131.96 | 1 | Nos | 2903.12
50 | DSB | 250 |  | Double Socket | Bend - 22.5 | - | 30 | 131.96 | 1 | Nos | 3958.8
51 | DSB | 300 |  | Double Socket | Bend - 22.5 | - | 39 | 131.96 | 1 | Nos | 5146.44
52 | DSB | 350 |  | Double Socket | Bend - 22.5 | - | 50 | 131.96 | 1 | Nos | 6598
53 | DSB | 400 |  | Double Socket | Bend - 22.5 | - | 63 | 131.96 | 1 | Nos | 8313.48
54 | DSB | 450 |  | Double Socket | Bend - 22.5 | - | 77 | 131.96 | 1 | Nos | 10160.92
55 | DSB | 500 |  | Double Socket | Bend - 22.5 | - | 93 | 131.96 | 1 | Nos | 12272.28
56 | DSB | 600 |  | Double Socket | Bend - 22.5 | - | 129 | 144.96 | 1 | Nos | 18699.84
57 | DSB | 700 |  | Double Socket | Bend - 22.5 | - | 174 | 144.96 | 1 | Nos | 25223.04
58 | DSB | 750 |  | Double Socket | Bend - 22.5 | - | 200 | 144.96 | 1 | Nos | 28992
59 | DSB | 800 |  | Double Socket | Bend - 22.5 | - | 227 | 144.96 | 1 | Nos | 32905.92
60 | DSB | 900 |  | Double Socket | Bend - 22.5 | - | 287 | 144.96 | 1 | Nos | 41603.52
61 | DSB | 1000 |  | Double Socket | Bend - 22.5 | - | 356 | 144.96 | 1 | Nos | 51605.76
62 | DSB | 1100 |  | Double Socket | Bend - 22.5 | - | 441 | 144.96 | 1 | Nos | 63927.36
63 | DSB | 1200 |  | Double Socket | Bend - 22.5 | - | 527 | 144.96 | 1 | Nos | 76393.92
64 | DSB | 1400 |  | Double Socket | Bend - 22.5 | - | 632 | 144.96 | 1 | Nos | 91614.72
65 | DSB | 1600 |  | Double Socket | Bend - 22.5 | - | 851 | 144.96 | 1 | Nos | 123360.96
66 | DSB | 1800 |  | Double Socket | Bend - 22.5 | - | 1115 | 144.96 | 1 | Nos | 161630.4
67 | DSB | 2000 |  | Double Socket | Bend - 22.5 | - | 1428 | 144.96 | 1 | Nos | 207002.88
68 | DSB | 80 |  | Double Socket | Bend - 11.25 | - | 7 | 131.96 | 1 | Nos | 923.72
69 | DSB | 100 |  | Double Socket | Bend - 11.25 | - | 9 | 131.96 | 1 | Nos | 1187.64
70 | DSB | 125 |  | Double Socket | Bend - 11.25 | - | 12 | 131.96 | 1 | Nos | 1583.52
71 | DSB | 150 |  | Double Socket | Bend - 11.25 | - | 14 | 131.96 | 1 | Nos | 1847.44
72 | DSB | 200 |  | Double Socket | Bend - 11.25 | - | 21 | 131.96 | 1 | Nos | 2771.16
73 | DSB | 250 |  | Double Socket | Bend - 11.25 | - | 29 | 131.96 | 1 | Nos | 3826.84
74 | DSB | 300 |  | Double Socket | Bend - 11.25 | - | 38 | 131.96 | 1 | Nos | 5014.48
75 | DSB | 350 |  | Double Socket | Bend - 11.25 | - | 48 | 131.96 | 1 | Nos | 6334.08
76 | DSB | 400 |  | Double Socket | Bend - 11.25 | - | 60 | 131.96 | 1 | Nos | 7917.6
77 | DSB | 450 |  | Double Socket | Bend - 11.25 | - | 74 | 131.96 | 1 | Nos | 9765.04
78 | DSB | 500 |  | Double Socket | Bend - 11.25 | - | 88 | 131.96 | 1 | Nos | 11612.48
79 | DSB | 600 |  | Double Socket | Bend - 11.25 | - | 122 | 144.96 | 1 | Nos | 17685.12
80 | DSB | 700 |  | Double Socket | Bend - 11.25 | - | 162 | 144.96 | 1 | Nos | 23483.52
81 | DSB | 750 |  | Double Socket | Bend - 11.25 | - | 187 | 144.96 | 1 | Nos | 27107.52
82 | DSB | 800 |  | Double Socket | Bend - 11.25 | - | 211 | 144.96 | 1 | Nos | 30586.56
83 | DSB | 900 |  | Double Socket | Bend - 11.25 | - | 268 | 144.96 | 1 | Nos | 38849.28
84 | DSB | 1000 |  | Double Socket | Bend - 11.25 | - | 332 | 144.96 | 1 | Nos | 48126.72
85 | DSB | 1100 |  | Double Socket | Bend - 11.25 | - | 411 | 144.96 | 1 | Nos | 59578.56
86 | DSB | 1200 |  | Double Socket | Bend - 11.25 | - | 489 | 144.96 | 1 | Nos | 70885.44
87 | DSB | 1400 |  | Double Socket | Bend - 11.25 | - | 577 | 144.96 | 1 | Nos | 83641.92
88 | DSB | 1600 |  | Double Socket | Bend - 11.25 | - | 776 | 144.96 | 1 | Nos | 112488.96
89 | DSB | 1800 |  | Double Socket | Bend - 11.25 | - | 1015 | 144.96 | 1 | Nos | 147134.4
90 | DSB | 2000 |  | Double Socket | Bend - 11.25 | - | 1296 | 144.96 | 1 | Nos | 187868.16
91 | DSDFB | 80 |  | Double Socket | Duck Foot Bend | - | 11 | 131.96 | 1 | Nos | 1451.56
92 | DSDFB | 100 |  | Double Socket | Duck Foot Bend | - | 14 | 131.96 | 1 | Nos | 1847.44
93 | DSDFB | 125 |  | Double Socket | Duck Foot Bend | - | 20 | 131.96 | 1 | Nos | 2639.2
94 | DSDFB | 150 |  | Double Socket | Duck Foot Bend | - | 26 | 131.96 | 1 | Nos | 3430.96
95 | DSDFB | 200 |  | Double Socket | Duck Foot Bend | - | 40 | 131.96 | 1 | Nos | 5278.4
96 | DSDFB | 250 |  | Double Socket | Duck Foot Bend | - | 59 | 131.96 | 1 | Nos | 7785.64
97 | DSDFB | 300 |  | Double Socket | Duck Foot Bend | - | 82 | 131.96 | 1 | Nos | 10820.72
98 | DSDFB | 350 |  | Double Socket | Duck Foot Bend | - | 111 | 144.96 | 1 | Nos | 16090.56
99 | DSDFB | 400 |  | Double Socket | Duck Foot Bend | - | 145 | 144.96 | 1 | Nos | 21019.2
100 | DSDFB | 450 |  | Double Socket | Duck Foot Bend | - | 185 | 144.96 | 1 | Nos | 26817.6
101 | DSDFB | 500 |  | Double Socket | Duck Foot Bend | - | 231 | 144.96 | 1 | Nos | 33485.76
102 | DSDFB | 600 |  | Double Socket | Duck Foot Bend | - | 343 | 144.96 | 1 | Nos | 49721.28
103 | DSDFB | 700 |  | Double Socket | Duck Foot Bend | - | 488 | 144.96 | 1 | Nos | 70740.48
104 | DSDFB | 750 |  | Double Socket | Duck Foot Bend | - | 576 | 144.96 | 1 | Nos | 83496.96
105 | DSDFB | 800 |  | Double Socket | Duck Foot Bend | - | 665 | 144.96 | 1 | Nos | 96398.4
106 | DSDFB | 900 |  | Double Socket | Duck Foot Bend | - | 880 | 144.96 | 1 | Nos | 127564.8
107 | DSDFB | 1000 |  | Double Socket | Duck Foot Bend | - | 1141 | 144.96 | 1 | Nos | 165399.36
108 | DSDFB | 1100 |  | Double Socket | Duck Foot Bend | - | 1446 | 144.96 | 1 | Nos | 209612.16
109 | DSDFB | 1200 |  | Double Socket | Duck Foot Bend | - | 1791 | 144.96 | 1 | Nos | 259623.36
110 | DSDFB | 1400 |  | Double Socket | Duck Foot Bend | - | 2545 | 144.96 | 1 | Nos | 368923.2
111 | DSDFB | 1600 |  | Double Socket | Duck Foot Bend | - | 3602 | 144.96 | 1 | Nos | 522145.92
112 | DSCT | 100 | 80 | Double Socket | Concentric Tappers (Red..) | - | 9 | 131.96 | 1 | Nos | 1187.64
113 | DSCT | 125 | 80 | Double Socket | Concentric Tappers (Red..) | - | 12 | 131.96 | 1 | Nos | 1583.52
114 | DSCT | 150 | 80 | Double Socket | Concentric Tappers (Red..) | - | 14 | 131.96 | 1 | Nos | 1847.44
115 | DSCT | 150 | 100 | Double Socket | Concentric Tappers (Red..) | - | 15 | 131.96 | 1 | Nos | 1979.4
116 | DSCT | 200 | 100 | Double Socket | Concentric Tappers (Red..) | - | 21 | 131.96 | 1 | Nos | 2771.16
117 | DSCT | 200 | 150 | Double Socket | Concentric Tappers (Red..) | - | 22 | 131.96 | 1 | Nos | 2903.12
118 | DSCT | 250 | 150 | Double Socket | Concentric Tappers (Red..) | - | 31 | 131.96 | 1 | Nos | 4090.76
119 | DSCT | 250 | 200 | Double Socket | Concentric Tappers (Red..) | - | 31 | 131.96 | 1 | Nos | 4090.76
120 | DSCT | 300 | 150 | Double Socket | Concentric Tappers (Red..) | - | 41 | 131.96 | 1 | Nos | 5410.36
121 | DSCT | 300 | 200 | Double Socket | Concentric Tappers (Red..) | - | 42 | 131.96 | 1 | Nos | 5542.32
122 | DSCT | 300 | 250 | Double Socket | Concentric Tappers (Red..) | - | 42 | 131.96 | 1 | Nos | 5542.32
123 | DSCT | 350 | 200 | Double Socket | Concentric Tappers (Red..) | - | 55 | 131.96 | 1 | Nos | 7257.8
124 | DSCT | 350 | 250 | Double Socket | Concentric Tappers (Red..) | - | 55 | 131.96 | 1 | Nos | 7257.8
125 | DSCT | 350 | 300 | Double Socket | Concentric Tappers (Red..) | - | 54 | 131.96 | 1 | Nos | 7125.84
126 | DSCT | 400 | 250 | Double Socket | Concentric Tappers (Red..) | - | 70 | 131.96 | 1 | Nos | 9237.2
127 | DSCT | 400 | 300 | Double Socket | Concentric Tappers (Red..) | - | 69 | 131.96 | 1 | Nos | 9105.24
128 | DSCT | 400 | 350 | Double Socket | Concentric Tappers (Red..) | - | 67 | 131.96 | 1 | Nos | 8841.32
129 | DSCT | 450 | 350 | Double Socket | Concentric Tappers (Red..) | - | 85 | 131.96 | 1 | Nos | 11216.6
130 | DSCT | 450 | 400 | Double Socket | Concentric Tappers (Red..) | - | 82 | 131.96 | 1 | Nos | 10820.72
131 | DSCT | 500 | 350 | Double Socket | Concentric Tappers (Red..) | - | 105 | 131.96 | 1 | Nos | 13855.8
132 | DSCT | 500 | 400 | Double Socket | Concentric Tappers (Red..) | - | 102 | 131.96 | 1 | Nos | 13459.92
133 | DSCT | 600 | 400 | Double Socket | Concentric Tappers (Red..) | - | 151 | 144.96 | 1 | Nos | 21888.96
134 | DSCT | 600 | 500 | Double Socket | Concentric Tappers (Red..) | - | 143 | 144.96 | 1 | Nos | 20729.28
135 | DSCT | 700 | 500 | Double Socket | Concentric Tappers (Red..) | - | 208 | 144.96 | 1 | Nos | 30151.68
136 | DSCT | 700 | 600 | Double Socket | Concentric Tappers (Red..) | - | 195 | 144.96 | 1 | Nos | 28267.2
137 | DSCT | 750 | 500 | Double Socket | Concentric Tappers (Red..) | - | 225 | 144.96 | 1 | Nos | 32616
138 | DSCT | 750 | 600 | Double Socket | Concentric Tappers (Red..) | - | 210 | 144.96 | 1 | Nos | 30441.6
139 | DSCT | 800 | 600 | Double Socket | Concentric Tappers (Red..) | - | 271 | 144.96 | 1 | Nos | 39284.16
140 | DSCT | 800 | 700 | Double Socket | Concentric Tappers (Red..) | - | 253 | 144.96 | 1 | Nos | 36674.88
141 | DSCT | 900 | 700 | Double Socket | Concentric Tappers (Red..) | - | 344 | 144.96 | 1 | Nos | 49866.24
142 | DSCT | 900 | 800 | Double Socket | Concentric Tappers (Red..) | - | 320 | 144.96 | 1 | Nos | 46387.2
143 | DSCT | 1000 | 800 | Double Socket | Concentric Tappers (Red..) | - | 428 | 144.96 | 1 | Nos | 62042.88
144 | DSCT | 1000 | 900 | Double Socket | Concentric Tappers (Red..) | - | 396 | 144.96 | 1 | Nos | 57404.16
145 | DSCT | 1100 | 1000 | Double Socket | Concentric Tappers (Red..) | - | 485 | 144.96 | 1 | Nos | 70305.6
146 | DSCT | 1200 | 1000 | Double Socket | Concentric Tappers (Red..) | - | 627 | 144.96 | 1 | Nos | 90889.92
147 | DSCT | 1400 | 1200 | Double Socket | Concentric Tappers (Red..) | - | 745 | 144.96 | 1 | Nos | 107995.2
148 | DSCT | 1600 | 1400 | Double Socket | Concentric Tappers (Red..) | - | 946 | 144.96 | 1 | Nos | 137132.16
149 | AST | 80 | 80 | All Socket Tee |  | - | 12 | 131.96 | 1 | Nos | 1583.52
150 | AST | 100 | 80 | All Socket Tee |  | - | 14 | 131.96 | 1 | Nos | 1847.44
151 | AST | 100 | 100 | All Socket Tee |  | - | 15 | 131.96 | 1 | Nos | 1979.4
152 | AST | 125 | 80 | All Socket Tee |  | - | 18 | 131.96 | 1 | Nos | 2375.28
153 | AST | 125 | 100 | All Socket Tee |  | - | 19 | 131.96 | 1 | Nos | 2507.24
154 | AST | 125 | 125 | All Socket Tee |  | - | 21 | 131.96 | 1 | Nos | 2771.16
155 | AST | 150 | 80 | All Socket Tee |  | - | 22 | 131.96 | 1 | Nos | 2903.12
156 | AST | 150 | 100 | All Socket Tee |  | - | 23 | 131.96 | 1 | Nos | 3035.08
157 | AST | 150 | 150 | All Socket Tee |  | - | 27 | 131.96 | 1 | Nos | 3562.92
158 | AST | 200 | 80 | All Socket Tee |  | - | 30 | 131.96 | 1 | Nos | 3958.8
159 | AST | 200 | 100 | All Socket Tee |  | - | 32 | 131.96 | 1 | Nos | 4222.72
160 | AST | 200 | 150 | All Socket Tee |  | - | 36 | 131.96 | 1 | Nos | 4750.56
161 | AST | 200 | 200 | All Socket Tee |  | - | 41 | 131.96 | 1 | Nos | 5410.36
162 | AST | 250 | 80 | All Socket Tee |  | - | 40 | 131.96 | 1 | Nos | 5278.4
163 | AST | 250 | 100 | All Socket Tee |  | - | 42 | 131.96 | 1 | Nos | 5542.32
164 | AST | 250 | 150 | All Socket Tee |  | - | 47 | 131.96 | 1 | Nos | 6202.12
165 | AST | 250 | 200 | All Socket Tee |  | - | 52 | 131.96 | 1 | Nos | 6861.92
166 | AST | 250 | 250 | All Socket Tee |  | - | 58 | 131.96 | 1 | Nos | 7653.68
167 | AST | 300 | 100 | All Socket Tee |  | - | 54 | 131.96 | 1 | Nos | 7125.84
168 | AST | 300 | 200 | All Socket Tee |  | - | 66 | 131.96 | 1 | Nos | 8709.36
169 | AST | 300 | 300 | All Socket Tee |  | - | 79 | 131.96 | 1 | Nos | 10424.84
170 | DSBFT | 80 | 80 | Double Socket | Branch Flage Tee | - | 13 | 131.96 | 1 | Nos | 1715.48
171 | DSBFT | 100 | 80 | Double Socket | Branch Flage Tee | - | 15 | 131.96 | 1 | Nos | 1979.4
172 | DSBFT | 100 | 100 | Double Socket | Branch Flage Tee | - | 16 | 131.96 | 1 | Nos | 2111.36
173 | DSBFT | 125 | 80 | Double Socket | Branch Flage Tee | - | 19 | 131.96 | 1 | Nos | 2507.24
174 | DSBFT | 125 | 100 | Double Socket | Branch Flage Tee | - | 20 | 131.96 | 1 | Nos | 2639.2
175 | DSBFT | 125 | 125 | Double Socket | Branch Flage Tee | - | 21 | 131.96 | 1 | Nos | 2771.16
176 | DSBFT | 150 | 80 | Double Socket | Branch Flage Tee | - | 22 | 131.96 | 1 | Nos | 2903.12
177 | DSBFT | 150 | 100 | Double Socket | Branch Flage Tee | - | 23 | 131.96 | 1 | Nos | 3035.08
178 | DSBFT | 150 | 150 | Double Socket | Branch Flage Tee | - | 27 | 131.96 | 1 | Nos | 3562.92
179 | DSBFT | 200 | 80 | Double Socket | Branch Flage Tee | - | 31 | 131.96 | 1 | Nos | 4090.76
180 | DSBFT | 200 | 100 | Double Socket | Branch Flage Tee | - | 32 | 131.96 | 1 | Nos | 4222.72
181 | DSBFT | 200 | 150 | Double Socket | Branch Flage Tee | - | 36 | 131.96 | 1 | Nos | 4750.56
182 | DSBFT | 200 | 200 | Double Socket | Branch Flage Tee | - | 41 | 131.96 | 1 | Nos | 5410.36
183 | DSBFT | 250 | 80 | Double Socket | Branch Flage Tee | - | 41 | 131.96 | 1 | Nos | 5410.36
184 | DSBFT | 250 | 100 | Double Socket | Branch Flage Tee | - | 43 | 131.96 | 1 | Nos | 5674.28
185 | DSBFT | 250 | 150 | Double Socket | Branch Flage Tee | - | 48 | 131.96 | 1 | Nos | 6334.08
186 | DSBFT | 250 | 200 | Double Socket | Branch Flage Tee | - | 53 | 131.96 | 1 | Nos | 6993.88
187 | DSBFT | 250 | 250 | Double Socket | Branch Flage Tee | - | 59 | 131.96 | 1 | Nos | 7785.64
188 | DSBFT | 300 | 100 | Double Socket | Branch Flage Tee | - | 55 | 131.96 | 1 | Nos | 7257.8
189 | DSBFT | 300 | 200 | Double Socket | Branch Flage Tee | - | 66 | 131.96 | 1 | Nos | 8709.36
190 | DSBFT | 300 | 300 | Double Socket | Branch Flage Tee | - | 81 | 131.96 | 1 | Nos | 10688.76
191 | DSBFT | 350 | 100 | Double Socket | Branch Flage Tee | - | 68 | 131.96 | 1 | Nos | 8973.28
192 | DSBFT | 350 | 200 | Double Socket | Branch Flage Tee | - | 81 | 131.96 | 1 | Nos | 10688.76
193 | DSBFT | 350 | 350 | Double Socket | Branch Flage Tee | - | 105 | 131.96 | 1 | Nos | 13855.8
194 | DSBFT | 400 | 80 | Double Socket | Branch Flage Tee | - | 80 | 131.96 | 1 | Nos | 10556.8
195 | DSBFT | 400 | 100 | Double Socket | Branch Flage Tee | - | 83 | 131.96 | 1 | Nos | 10952.68
196 | DSBFT | 400 | 150 | Double Socket | Branch Flage Tee | - | 90 | 131.96 | 1 | Nos | 11876.4
197 | DSBFT | 400 | 200 | Double Socket | Branch Flage Tee | - | 98 | 131.96 | 1 | Nos | 12932.08
198 | DSBFT | 400 | 300 | Double Socket | Branch Flage Tee | - | 116 | 131.96 | 1 | Nos | 15307.36
199 | DSBFT | 400 | 400 | Double Socket | Branch Flage Tee | - | 133 | 131.96 | 1 | Nos | 17550.68
200 | DSBFT | 450 | 100 | Double Socket | Branch Flage Tee | - | 100 | 131.96 | 1 | Nos | 13196
201 | DSBFT | 450 | 250 | Double Socket | Branch Flage Tee | - | 128 | 131.96 | 1 | Nos | 16890.88
202 | DSBFT | 450 | 450 | Double Socket | Branch Flage Tee | - | 166 | 131.96 | 1 | Nos | 21905.36
203 | DSBFT | 500 | 100 | Double Socket | Branch Flage Tee | - | 118 | 131.96 | 1 | Nos | 15571.28
204 | DSBFT | 500 | 200 | Double Socket | Branch Flage Tee | - | 137 | 131.96 | 1 | Nos | 18078.52
205 | DSBFT | 500 | 400 | Double Socket | Branch Flage Tee | - | 180 | 131.96 | 1 | Nos | 23752.8
206 | DSBFT | 500 | 500 | Double Socket | Branch Flage Tee | - | 203 | 131.96 | 1 | Nos | 26787.88
207 | DSBFT | 600 | 200 | Double Socket | Branch Flage Tee | - | 186 | 144.96 | 1 | Nos | 26962.56
208 | DSBFT | 600 | 400 | Double Socket | Branch Flage Tee | - | 237 | 144.96 | 1 | Nos | 34355.52
209 | DSBFT | 600 | 600 | Double Socket | Branch Flage Tee | - | 296 | 144.96 | 1 | Nos | 42908.16
210 | DSBFT | 700 | 200 | Double Socket | Branch Flage Tee | - | 241 | 144.96 | 1 | Nos | 34935.36
211 | DSBFT | 700 | 400 | Double Socket | Branch Flage Tee | - | 299 | 144.96 | 1 | Nos | 43343.04
212 | DSBFT | 700 | 700 | Double Socket | Branch Flage Tee | - | 398 | 144.96 | 1 | Nos | 57694.08
213 | DSBFT | 750 | 400 | Double Socket | Branch Flage Tee | - | 337 | 144.96 | 1 | Nos | 48851.52
214 | DSBFT | 750 | 750 | Double Socket | Branch Flage Tee | - | 465 | 144.96 | 1 | Nos | 67406.4
215 | DSBFT | 800 | 200 | Double Socket | Branch Flage Tee | - | 307 | 144.96 | 1 | Nos | 44502.72
216 | DSBFT | 800 | 400 | Double Socket | Branch Flage Tee | - | 377 | 144.96 | 1 | Nos | 54649.92
217 | DSBFT | 800 | 600 | Double Socket | Branch Flage Tee | - | 480 | 144.96 | 1 | Nos | 69580.8
218 | DSBFT | 800 | 800 | Double Socket | Branch Flage Tee | - | 538 | 144.96 | 1 | Nos | 77988.48
219 | DSBFT | 900 | 200 | Double Socket | Branch Flage Tee | - | 384 | 144.96 | 1 | Nos | 55664.64
220 | DSBFT | 900 | 400 | Double Socket | Branch Flage Tee | - | 467 | 144.96 | 1 | Nos | 67696.32
221 | DSBFT | 900 | 600 | Double Socket | Branch Flage Tee | - | 608 | 144.96 | 1 | Nos | 88135.68
222 | DSBFT | 900 | 900 | Double Socket | Branch Flage Tee | - | 698 | 144.96 | 1 | Nos | 101182.08
223 | DSBFT | 1000 | 200 | Double Socket | Branch Flage Tee | - | 471 | 144.96 | 1 | Nos | 68276.16
224 | DSBFT | 1000 | 400 | Double Socket | Branch Flage Tee | - | 568 | 144.96 | 1 | Nos | 82337.28
225 | DSBFT | 1000 | 600 | Double Socket | Branch Flage Tee | - | 759 | 144.96 | 1 | Nos | 110024.64
226 | DSBFT | 1000 | 1000 | Double Socket | Branch Flage Tee | - | 893 | 144.96 | 1 | Nos | 129449.28
227 | DSBFT | 1100 | 100 | Double Socket | Branch Flage Tee | - | 657 | 144.96 | 1 | Nos | 95238.72
228 | DSBFT | 1100 | 600 | Double Socket | Branch Flage Tee | - | 802 | 144.96 | 1 | Nos | 116257.92
229 | DSBFT | 1200 | 600 | Double Socket | Branch Flage Tee | - | 941 | 144.96 | 1 | Nos | 136407.36
230 | DSBFT | 1200 | 800 | Double Socket | Branch Flage Tee | - | 1080 | 144.96 | 1 | Nos | 156556.8
231 | DSBFT | 1200 | 1000 | Double Socket | Branch Flage Tee | - | 1222 | 144.96 | 1 | Nos | 177141.12
232 | DSBFT | 1400 | 600 | Double Socket | Branch Flage Tee | - | 1246 | 144.96 | 1 | Nos | 180620.16
233 | DSBFT | 1400 | 800 | Double Socket | Branch Flage Tee | - | 1406 | 144.96 | 1 | Nos | 203813.76
234 | DSBFT | 1400 | 1000 | Double Socket | Branch Flage Tee | - | 1570 | 144.96 | 1 | Nos | 227587.2
235 | DSBFT | 1600 | 600 | Double Socket | Branch Flage Tee | - | 1626 | 144.96 | 1 | Nos | 235704.96
236 | DSBFT | 1600 | 800 | Double Socket | Branch Flage Tee | - | 1826 | 144.96 | 1 | Nos | 264696.96
237 | DSBFT | 1600 | 1000 | Double Socket | Branch Flage Tee | - | 2023 | 144.96 | 1 | Nos | 293254.08
238 | DSBFT | 1600 | 1200 | Double Socket | Branch Flage Tee | - | 2237 | 144.96 | 1 | Nos | 324275.52
239 | DSC | 80 |  | Double Socket | Collars | - | 9 | 131.96 | 1 | Nos | 1187.64
240 | DSC | 100 |  | Double Socket | Collars | - | 11 | 131.96 | 1 | Nos | 1451.56
241 | DSC | 125 |  | Double Socket | Collars | - | 15 | 131.96 | 1 | Nos | 1979.4
242 | DSC | 150 |  | Double Socket | Collars | - | 19 | 131.96 | 1 | Nos | 2507.24
243 | DSC | 200 |  | Double Socket | Collars | - | 27 | 131.96 | 1 | Nos | 3562.92
244 | DSC | 250 |  | Double Socket | Collars | - | 37 | 131.96 | 1 | Nos | 4882.52
245 | DSC | 300 |  | Double Socket | Collars | - | 49 | 131.96 | 1 | Nos | 6466.04
246 | DSC | 350 |  | Double Socket | Collars | - | 62 | 131.96 | 1 | Nos | 8181.52
247 | DSC | 400 |  | Double Socket | Collars | - | 77 | 131.96 | 1 | Nos | 10160.92
248 | DSC | 450 |  | Double Socket | Collars | - | 95 | 131.96 | 1 | Nos | 12536.2
249 | DSC | 500 |  | Double Socket | Collars | - | 113 | 131.96 | 1 | Nos | 14911.48
250 | DSC | 600 |  | Double Socket | Collars | - | 156 | 144.96 | 1 | Nos | 22613.76
251 | DSC | 700 |  | Double Socket | Collars | - | 208 | 144.96 | 1 | Nos | 30151.68
252 | DSC | 750 |  | Double Socket | Collars | - | 239 | 144.96 | 1 | Nos | 34645.44
253 | DSC | 800 |  | Double Socket | Collars | - | 270 | 144.96 | 1 | Nos | 39139.2
254 | DSC | 900 |  | Double Socket | Collars | - | 342 | 144.96 | 1 | Nos | 49576.32
255 | DSC | 1000 |  | Double Socket | Collars | - | 424 | 144.96 | 1 | Nos | 61463.04
256 | DSC | 1100 |  | Double Socket | Collars | - | 524 | 144.96 | 1 | Nos | 75959.04
257 | DSC | 1200 |  | Double Socket | Collars | - | 624 | 144.96 | 1 | Nos | 90455.04
258 | DSC | 1400 |  | Double Socket | Collars | - | 803 | 144.96 | 1 | Nos | 116402.88
259 | DSC | 1600 |  | Double Socket | Collars | - | 1077 | 144.96 | 1 | Nos | 156121.92
260 | FSCT | 80 |  | Flanged Socket |  | - | 8 | 131.96 | 1 | Nos | 1055.68
261 | FSCT | 100 |  | Flanged Socket |  | - | 10 | 131.96 | 1 | Nos | 1319.6
262 | FSCT | 125 |  | Flanged Socket |  | - | 13 | 131.96 | 1 | Nos | 1715.48
263 | FSCT | 150 |  | Flanged Socket |  | - | 16 | 131.96 | 1 | Nos | 2111.36
264 | FSCT | 200 |  | Flanged Socket |  | - | 23 | 131.96 | 1 | Nos | 3035.08
265 | FSCT | 250 |  | Flanged Socket |  | - | 31 | 131.96 | 1 | Nos | 4090.76
266 | FSCT | 300 |  | Flanged Socket |  | - | 41 | 131.96 | 1 | Nos | 5410.36
267 | FSCT | 350 |  | Flanged Socket |  | - | 50 | 131.96 | 1 | Nos | 6598
268 | FSCT | 400 |  | Flanged Socket |  | - | 61 | 131.96 | 1 | Nos | 8049.56
269 | FSCT | 450 |  | Flanged Socket |  | - | 74 | 131.96 | 1 | Nos | 9765.04
270 | FSCT | 500 |  | Flanged Socket |  | - | 88 | 131.96 | 1 | Nos | 11612.48
271 | FSCT | 600 |  | Flanged Socket |  | - | 122 | 144.96 | 1 | Nos | 17685.12
272 | FSCT | 700 |  | Flanged Socket |  | - | 163 | 144.96 | 1 | Nos | 23628.48
273 | FSCT | 750 |  | Flanged Socket |  | - | 188 | 144.96 | 1 | Nos | 27252.48
274 | FSCT | 800 |  | Flanged Socket |  | - | 214 | 144.96 | 1 | Nos | 31021.44
275 | FSCT | 900 |  | Flanged Socket |  | - | 266 | 144.96 | 1 | Nos | 38559.36
276 | FSCT | 1000 |  | Flanged Socket |  | - | 332 | 144.96 | 1 | Nos | 48126.72
277 | FSCT | 1100 |  | Flanged Socket |  | - | 410 | 144.96 | 1 | Nos | 59433.6
278 | FSCT | 1200 |  | Flanged Socket |  | - | 491 | 144.96 | 1 | Nos | 71175.36
279 | FSCT | 1400 |  | Flanged Socket |  | - | 650 | 144.96 | 1 | Nos | 94224
280 | FSCT | 1600 |  | Flanged Socket |  | - | 881 | 144.96 | 1 | Nos | 127709.76
281 | FSGT | 80 |  | Flanged Spigot |  | - | 8 | 131.96 | 1 | Nos | 1055.68
282 | FSGT | 100 |  | Flanged Spigot |  | - | 9 | 131.96 | 1 | Nos | 1187.64
283 | FSGT | 125 |  | Flanged Spigot |  | - | 12 | 131.96 | 1 | Nos | 1583.52
284 | FSGT | 150 |  | Flanged Spigot |  | - | 15 | 131.96 | 1 | Nos | 1979.4
285 | FSGT | 200 |  | Flanged Spigot |  | - | 22 | 131.96 | 1 | Nos | 2903.12
286 | FSGT | 250 |  | Flanged Spigot |  | - | 31 | 131.96 | 1 | Nos | 4090.76
287 | FSGT | 300 |  | Flanged Spigot |  | - | 42 | 131.96 | 1 | Nos | 5542.32
288 | FSGT | 350 |  | Flanged Spigot |  | - | 52 | 131.96 | 1 | Nos | 6861.92
289 | FSGT | 400 |  | Flanged Spigot |  | - | 63 | 131.96 | 1 | Nos | 8313.48
290 | FSGT | 450 |  | Flanged Spigot |  | - | 77 | 131.96 | 1 | Nos | 10160.92
291 | FSGT | 500 |  | Flanged Spigot |  | - | 93 | 131.96 | 1 | Nos | 12272.28
292 | FSGT | 600 |  | Flanged Spigot |  | - | 131 | 144.96 | 1 | Nos | 18989.76
293 | FSGT | 700 |  | Flanged Spigot |  | - | 177 | 144.96 | 1 | Nos | 25657.92
294 | FSGT | 750 |  | Flanged Spigot |  | - | 200 | 144.96 | 1 | Nos | 28992
295 | FSGT | 800 |  | Flanged Spigot |  | - | 224 | 144.96 | 1 | Nos | 32471.04
296 | FSGT | 900 |  | Flanged Spigot |  | - | 269 | 144.96 | 1 | Nos | 38994.24
297 | FSGT | 1000 |  | Flanged Spigot |  | - | 325 | 144.96 | 1 | Nos | 47112
298 | FSGT | 1100 |  | Flanged Spigot |  | - | 387 | 144.96 | 1 | Nos | 56099.52
299 | FSGT | 1200 |  | Flanged Spigot |  | - | 452 | 144.96 | 1 | Nos | 65521.92
300 | FSGT | 1400 |  | Flanged Spigot |  | - | 658 | 144.96 | 1 | Nos | 95383.68
301 | FSGT | 1600 |  | Flanged Spigot |  | - | 914 | 144.96 | 1 | Nos | 132493.44
302 | FSGT | 1800 |  | Flanged Spigot |  | - | 1186 | 144.96 | 1 | Nos | 171922.56
303 | FSGT | 2000 |  | Flanged Spigot |  | - | 1520 | 144.96 | 1 | Nos | 220339.2
304 | BF | 80 |  | Blank Flange |  | - | 3.5 | 131.96 | 1 | Nos | 461.86
305 | BF | 100 |  | Blank Flange |  | - | 4.3 | 131.96 | 1 | Nos | 567.43
306 | BF | 125 |  | Blank Flange |  | - | 5.5 | 131.96 | 1 | Nos | 725.78
307 | BF | 150 |  | Blank Flange |  | - | 7.2 | 131.96 | 1 | Nos | 950.11
308 | BF | 200 |  | Blank Flange |  | - | 10.9 | 131.96 | 1 | Nos | 1438.36
309 | BF | 250 |  | Blank Flange |  | - | 16.8 | 131.96 | 1 | Nos | 2216.93
310 | BF | 300 |  | Blank Flange |  | - | 23.5 | 131.96 | 1 | Nos | 3101.06
311 | BF | 350 |  | Blank Flange |  | - | 29.9 | 131.96 | 1 | Nos | 3945.6
312 | BF | 400 |  | Blank Flange |  | - | 39.4 | 131.96 | 1 | Nos | 5199.22
313 | BF | 450 |  | Blank Flange |  | - | 51.4 | 131.96 | 1 | Nos | 6782.74
314 | BF | 500 |  | Blank Flange |  | - | 81.5 | 131.96 | 1 | Nos | 10754.74
315 | BF | 600 |  | Blank Flange |  | - | 104.3 | 144.96 | 1 | Nos | 15119.33
316 | BF | 700 |  | Blank Flange |  | - | 132.2 | 144.96 | 1 | Nos | 19163.71
317 | BF | 750 |  | Blank Flange |  | - | 144.7 | 144.96 | 1 | Nos | 20975.71
318 | BF | 800 |  | Blank Flange |  | - | 182.9 | 144.96 | 1 | Nos | 26513.18
319 | BF | 900 |  | Blank Flange |  | - | 237.4 | 144.96 | 1 | Nos | 34413.5
320 | BF | 1000 |  | Blank Flange |  | - | 320.1 | 144.96 | 1 | Nos | 46401.7
321 | BF | 1100 |  | Blank Flange |  | - | 397.9 | 144.96 | 1 | Nos | 57679.58
322 | BF | 1200 |  | Blank Flange |  | - | 487.2 | 144.96 | 1 | Nos | 70624.51
323 | BF | 1400 |  | Blank Flange |  | - | 676.4 | 144.96 | 1 | Nos | 98050.94
324 | BF | 1600 |  | Blank Flange |  | - | 964.7 | 144.96 | 1 | Nos | 139842.91
325 | DFB | 80 |  | Double Flange | Bend - 90 | - | 9 | 131.96 | 1 | Nos | 1187.64
326 | DFB | 100 |  | Double Flange | Bend - 90 | - | 11 | 131.96 | 1 | Nos | 1451.56
327 | DFB | 125 |  | Double Flange | Bend - 90 | - | 15 | 131.96 | 1 | Nos | 1979.4
328 | DFB | 150 |  | Double Flange | Bend - 90 | - | 19 | 131.96 | 1 | Nos | 2507.24
329 | DFB | 200 |  | Double Flange | Bend - 90 | - | 29 | 131.96 | 1 | Nos | 3826.84
330 | DFB | 250 |  | Double Flange | Bend - 90 | - | 48 | 131.96 | 1 | Nos | 6334.08
331 | DFB | 300 |  | Double Flange | Bend - 90 | - | 67 | 131.96 | 1 | Nos | 8841.32
332 | DFB | 350 |  | Double Flange | Bend - 90 | - | 86 | 131.96 | 1 | Nos | 11348.56
333 | DFB | 400 |  | Double Flange | Bend - 90 | - | 110 | 131.96 | 1 | Nos | 14515.6
334 | DFB | 450 |  | Double Flange | Bend - 90 | - | 139 | 131.96 | 1 | Nos | 18342.44
335 | DFB | 500 |  | Double Flange | Bend - 90 | - | 172 | 131.96 | 1 | Nos | 22697.12
336 | DFB | 600 |  | Double Flange | Bend - 90 | - | 259 | 131.96 | 1 | Nos | 34177.64
337 | DFB | 700 |  | Double Flange | Bend - 90 | - | 367 | 131.96 | 1 | Nos | 48429.32
338 | DFB | 750 |  | Double Flange | Bend - 90 | - | 435 | 131.96 | 1 | Nos | 57402.6
339 | DFB | 800 |  | Double Flange | Bend - 90 | - | 508 | 131.96 | 1 | Nos | 67035.68
340 | DFB | 900 |  | Double Flange | Bend - 90 | - | 664 | 131.96 | 1 | Nos | 87621.44
341 | DFB | 1000 |  | Double Flange | Bend - 90 | - | 863 | 131.96 | 1 | Nos | 113881.48
342 | DFB | 1100 |  | Double Flange | Bend - 90 | - | 1125 | 131.96 | 1 | Nos | 148455
343 | DFB | 1200 |  | Double Flange | Bend - 90 | - | 1403 | 131.96 | 1 | Nos | 185139.88
344 | DFB | 1400 |  | Double Flange | Bend - 90 | - | 2045 | 131.96 | 1 | Nos | 269858.2
345 | DFB | 1600 |  | Double Flange | Bend - 90 | - | 2927 | 131.96 | 1 | Nos | 386246.92
346 | DFB | 80 |  | Double Flange | Bend - 45 | - | 7 | 131.96 | 1 | Nos | 923.72
347 | DFB | 100 |  | Double Flange | Bend - 45 | - | 8 | 131.96 | 1 | Nos | 1055.68
348 | DFB | 125 |  | Double Flange | Bend - 45 | - | 11 | 131.96 | 1 | Nos | 1451.56
349 | DFB | 150 |  | Double Flange | Bend - 45 | - | 13 | 131.96 | 1 | Nos | 1715.48
350 | DFB | 200 |  | Double Flange | Bend - 45 | - | 19 | 131.96 | 1 | Nos | 2507.24
351 | DFB | 250 |  | Double Flange | Bend - 45 | - | 33 | 131.96 | 1 | Nos | 4354.68
352 | DFB | 300 |  | Double Flange | Bend - 45 | - | 46 | 131.96 | 1 | Nos | 6070.16
353 | DFB | 350 |  | Double Flange | Bend - 45 | - | 47 | 131.96 | 1 | Nos | 6202.12
354 | DFB | 400 |  | Double Flange | Bend - 45 | - | 58 | 131.96 | 1 | Nos | 7653.68
355 | DFB | 450 |  | Double Flange | Bend - 45 | - | 70 | 131.96 | 1 | Nos | 9237.2
356 | DFB | 500 |  | Double Flange | Bend - 45 | - | 84 | 131.96 | 1 | Nos | 11084.64
357 | DFB | 600 |  | Double Flange | Bend - 45 | - | 122 | 131.96 | 1 | Nos | 16099.12
358 | DFB | 700 |  | Double Flange | Bend - 45 | - | 167 | 131.96 | 1 | Nos | 22037.32
359 | DFB | 750 |  | Double Flange | Bend - 45 | - | 197 | 131.96 | 1 | Nos | 25996.12
360 | DFB | 800 |  | Double Flange | Bend - 45 | - | 227 | 131.96 | 1 | Nos | 29954.92
361 | DFB | 900 |  | Double Flange | Bend - 45 | - | 284 | 131.96 | 1 | Nos | 37476.64
362 | DFB | 1000 |  | Double Flange | Bend - 45 | - | 363 | 131.96 | 1 | Nos | 47901.48
363 | DFB | 1100 |  | Double Flange | Bend - 45 | - | 461 | 131.96 | 1 | Nos | 60833.56
364 | DFB | 1200 |  | Double Flange | Bend - 45 | - | 567 | 131.96 | 1 | Nos | 74821.32
365 | DFB | 1400 |  | Double Flange | Bend - 45 | - | 733 | 131.96 | 1 | Nos | 96726.68
366 | DFB | 1600 |  | Double Flange | Bend - 45 | - | 1014 | 131.96 | 1 | Nos | 133807.44
367 | DFB | 1800 |  | Double Flange | Bend - 45 | - | 1270 | 131.96 | 1 | Nos | 167589.2
368 | DFB | 2000 |  | Double Flange | Bend - 45 | - | 1596 | 131.96 | 1 | Nos | 210608.16
369 | DFDFB | 80 |  | Double Flange | Duck Foot Bend | - | 11 | 131.96 | 1 | Nos | 1451.56
370 | DFDFB | 100 |  | Double Flange | Duck Foot Bend | - | 13 | 131.96 | 1 | Nos | 1715.48
371 | DFDFB | 125 |  | Double Flange | Duck Foot Bend | - | 18 | 131.96 | 1 | Nos | 2375.28
372 | DFDFB | 150 |  | Double Flange | Duck Foot Bend | - | 23 | 131.96 | 1 | Nos | 3035.08
373 | DFDFB | 200 |  | Double Flange | Duck Foot Bend | - | 36 | 131.96 | 1 | Nos | 4750.56
374 | DFDFB | 250 |  | Double Flange | Duck Foot Bend | - | 55 | 131.96 | 1 | Nos | 7257.8
375 | DFDFB | 300 |  | Double Flange | Duck Foot Bend | - | 77 | 131.96 | 1 | Nos | 10160.92
376 | DFDFB | 350 |  | Double Flange | Duck Foot Bend | - | 100 | 144.96 | 1 | Nos | 14496
377 | DFDFB | 400 |  | Double Flange | Duck Foot Bend | - | 129 | 144.96 | 1 | Nos | 18699.84
378 | DFDFB | 450 |  | Double Flange | Duck Foot Bend | - | 163 | 144.96 | 1 | Nos | 23628.48
379 | DFDFB | 500 |  | Double Flange | Duck Foot Bend | - | 203 | 144.96 | 1 | Nos | 29426.88
380 | DFDFB | 600 |  | Double Flange | Duck Foot Bend | - | 307 | 144.96 | 1 | Nos | 44502.72
381 | DFDFB | 700 |  | Double Flange | Duck Foot Bend | - | 438 | 144.96 | 1 | Nos | 63492.48
382 | DFDFB | 750 |  | Double Flange | Duck Foot Bend | - | 518 | 144.96 | 1 | Nos | 75089.28
383 | DFDFB | 800 |  | Double Flange | Duck Foot Bend | - | 607 | 144.96 | 1 | Nos | 87990.72
384 | DFDFB | 900 |  | Double Flange | Duck Foot Bend | - | 797 | 144.96 | 1 | Nos | 115533.12
385 | DFDFB | 1000 |  | Double Flange | Duck Foot Bend | - | 1041 | 144.96 | 1 | Nos | 150903.36
386 | DFDFB | 1100 |  | Double Flange | Duck Foot Bend | - | 1326 | 144.96 | 1 | Nos | 192216.96
387 | DFDFB | 1200 |  | Double Flange | Duck Foot Bend | - | 1653 | 144.96 | 1 | Nos | 239618.88
388 | DFDFB | 1400 |  | Double Flange | Duck Foot Bend | - | 2418 | 144.96 | 1 | Nos | 350513.28
389 | DFDFB | 1600 |  | Double Flange | Duck Foot Bend | - | 3455 | 144.96 | 1 | Nos | 500836.8
390 | AFT | 80 | 80 | All Flange Tee |  | - | 14.8891 | 131.96 | 1 | Nos | 1964.77
391 | AFT | 100 | 80 | All Flange Tee |  | - | 17.185 | 131.96 | 1 | Nos | 2267.74
392 | AFT | 100 | 100 | All Flange Tee |  | - | 17.8778 | 131.96 | 1 | Nos | 2359.16
393 | AFT | 125 | 80 | All Flange Tee |  | - | 21.2579 | 131.96 | 1 | Nos | 2805.19
394 | AFT | 125 | 100 | All Flange Tee |  | - | 21.9537 | 131.96 | 1 | Nos | 2897.01
395 | AFT | 125 | 125 | All Flange Tee |  | - | 23.1814 | 131.96 | 1 | Nos | 3059.02
396 | AFT | 150 | 80 | All Flange Tee |  | - | 26.2719 | 131.96 | 1 | Nos | 3466.84
397 | AFT | 150 | 100 | All Flange Tee |  | - | 26.9707 | 131.96 | 1 | Nos | 3559.06
398 | AFT | 150 | 125 | All Flange Tee |  | - | 28.2014 | 131.96 | 1 | Nos | 3721.45
399 | AFT | 150 | 150 | All Flange Tee |  | - | 29.6759 | 131.96 | 1 | Nos | 3916.03
400 | AFT | 200 | 80 | All Flange Tee |  | - | 38.2846 | 131.96 | 1 | Nos | 5052.03
401 | AFT | 200 | 100 | All Flange Tee |  | - | 38.9895 | 131.96 | 1 | Nos | 5145.06
402 | AFT | 200 | 150 | All Flange Tee |  | - | 41.704 | 131.96 | 1 | Nos | 5503.26
403 | AFT | 200 | 200 | All Flange Tee |  | - | 44.9044 | 131.96 | 1 | Nos | 5925.58
404 | AFT | 250 | 100 | All Flange Tee |  | - | 60.7052 | 131.96 | 1 | Nos | 8010.65
405 | AFT | 250 | 200 | All Flange Tee |  | - | 67.9003 | 131.96 | 1 | Nos | 8960.12
406 | AFT | 250 | 250 | All Flange Tee |  | - | 73.4409 | 131.96 | 1 | Nos | 9691.26
407 | AFT | 300 | 100 | All Flange Tee |  | - | 83.5951 | 131.96 | 1 | Nos | 11031.21
408 | AFT | 300 | 200 | All Flange Tee |  | - | 90.6906 | 131.96 | 1 | Nos | 11967.53
409 | AFT | 300 | 300 | All Flange Tee |  | - | 102.7355 | 131.96 | 1 | Nos | 13556.97
410 | AFT | 350 | 100 | All Flange Tee |  | - | 102.6669 | 131.96 | 1 | Nos | 13547.93
411 | AFT | 350 | 200 | All Flange Tee |  | - | 107.7241 | 131.96 | 1 | Nos | 14215.27
412 | AFT | 350 | 350 | All Flange Tee |  | - | 124.8923 | 131.96 | 1 | Nos | 16480.78
413 | AFT | 400 | 100 | All Flange Tee |  | - | 126.3036 | 131.96 | 1 | Nos | 16667.02
414 | AFT | 400 | 200 | All Flange Tee |  | - | 131.2611 | 131.96 | 1 | Nos | 17321.22
415 | AFT | 400 | 400 | All Flange Tee |  | - | 152.3352 | 131.96 | 1 | Nos | 20102.16
416 | AFT | 450 | 100 | All Flange Tee |  | - | 153.9069 | 131.96 | 1 | Nos | 20309.55
417 | AFT | 450 | 200 | All Flange Tee |  | - | 158.7647 | 131.96 | 1 | Nos | 20950.59
418 | AFT | 450 | 450 | All Flange Tee |  | - | 184.0163 | 131.96 | 1 | Nos | 24282.79
419 | AFT | 500 | 100 | All Flange Tee |  | - | 184.8785 | 131.96 | 1 | Nos | 24396.57
420 | AFT | 500 | 200 | All Flange Tee |  | - | 189.6367 | 131.96 | 1 | Nos | 25024.46
421 | AFT | 500 | 400 | All Flange Tee |  | - | 209.9135 | 131.96 | 1 | Nos | 27700.18
422 | AFT | 500 | 500 | All Flange Tee |  | - | 218.8872 | 131.96 | 1 | Nos | 28884.36
423 | AFT | 600 | 200 | All Flange Tee |  | - | 268.4926 | 144.96 | 1 | Nos | 38920.69
424 | AFT | 600 | 400 | All Flange Tee |  | - | 287.972 | 144.96 | 1 | Nos | 41744.43
425 | AFT | 600 | 600 | All Flange Tee |  | - | 308.1066 | 144.96 | 1 | Nos | 44663.13
426 | AFT | 700 | 200 | All Flange Tee |  | - | 239.4961 | 144.96 | 1 | Nos | 34717.36
427 | AFT | 700 | 400 | All Flange Tee |  | - | 302.1484 | 144.96 | 1 | Nos | 43799.44
428 | AFT | 700 | 700 | All Flange Tee |  | - | 412.8084 | 144.96 | 1 | Nos | 59840.7
429 | AFT | 750 | 200 | All Flange Tee |  | - | 276.7378 | 144.96 | 1 | Nos | 40115.91
430 | AFT | 750 | 400 | All Flange Tee |  | - | 345.8408 | 144.96 | 1 | Nos | 50133.08
431 | AFT | 750 | 750 | All Flange Tee |  | - | 488.6735 | 144.96 | 1 | Nos | 70838.11
432 | AFT | 800 | 200 | All Flange Tee |  | - | 314.9596 | 144.96 | 1 | Nos | 45656.54
433 | AFT | 800 | 400 | All Flange Tee |  | - | 390.0441 | 144.96 | 1 | Nos | 56540.79
434 | AFT | 800 | 600 | All Flange Tee |  | - | 534.0556 | 144.96 | 1 | Nos | 77416.7
435 | AFT | 800 | 800 | All Flange Tee |  | - | 567.6428 | 144.96 | 1 | Nos | 82285.5
436 | AFT | 900 | 200 | All Flange Tee |  | - | 387.6662 | 144.96 | 1 | Nos | 56196.09
437 | AFT | 900 | 400 | All Flange Tee |  | - | 475.6014 | 144.96 | 1 | Nos | 68943.18
438 | AFT | 900 | 600 | All Flange Tee |  | - | 682.725 | 144.96 | 1 | Nos | 98967.82
439 | AFT | 900 | 900 | All Flange Tee |  | - | 730.6899 | 144.96 | 1 | Nos | 105920.81
440 | AFT | 1000 | 200 | All Flange Tee |  | - | 485.2615 | 144.96 | 1 | Nos | 70343.51
441 | AFT | 1000 | 400 | All Flange Tee |  | - | 587.2309 | 144.96 | 1 | Nos | 85125
442 | AFT | 1000 | 600 | All Flange Tee |  | - | 874.0701 | 144.96 | 1 | Nos | 126705.2
443 | AFT | 1000 | 1000 | All Flange Tee |  | - | 944.8751 | 144.96 | 1 | Nos | 136969.1
444 | AFT | 1100 | 400 | All Flange Tee |  | - | 691.7814 | 144.96 | 1 | Nos | 100280.63
445 | AFT | 1100 | 600 | All Flange Tee |  | - | 819.7097 | 144.96 | 1 | Nos | 118825.11
446 | AFT | 1200 | 600 | All Flange Tee |  | - | 966.9719 | 144.96 | 1 | Nos | 140172.25
447 | AFT | 1200 | 800 | All Flange Tee |  | - | 1124.0417 | 144.96 | 1 | Nos | 162941.09
448 | AFT | 1200 | 1000 | All Flange Tee |  | - | 1287.4502 | 144.96 | 1 | Nos | 186628.78
449 | AFT | 1400 | 600 | All Flange Tee |  | - | 1445.2 | 144.96 | 1 | Nos | 209496.19
450 | AFT | 1400 | 800 | All Flange Tee |  | - | 1622.0948 | 144.96 | 1 | Nos | 235138.86
451 | AFT | 1400 | 1000 | All Flange Tee |  | - | 1836.4893 | 144.96 | 1 | Nos | 266217.49
452 | AFT | 1600 | 600 | All Flange Tee |  | - | 1895.8875 | 144.96 | 1 | Nos | 274827.86
453 | AFT | 1600 | 800 | All Flange Tee |  | - | 2132.369 | 144.96 | 1 | Nos | 309108.21
454 | AFT | 1600 | 1000 | All Flange Tee |  | - | 2368.6351 | 144.96 | 1 | Nos | 343357.34
455 | AFT | 1600 | 1200 | All Flange Tee |  | - | 2627.8931 | 144.96 | 1 | Nos | 380939.38
456 | DFCT | 100 | 80 | Double Flange | Concentric Tappers (Red..) | - | 9 | 131.96 | 1 | Nos | 1187.64
457 | DFCT | 125 | 100 | Double Flange | Concentric Tappers (Red..) | - | 11 | 131.96 | 1 | Nos | 1451.56
458 | DFCT | 150 | 125 | Double Flange | Concentric Tappers (Red..) | - | 14 | 131.96 | 1 | Nos | 1847.44
459 | DFCT | 200 | 150 | Double Flange | Concentric Tappers (Red..) | - | 22 | 131.96 | 1 | Nos | 2903.12
460 | DFCT | 250 | 200 | Double Flange | Concentric Tappers (Red..) | - | 30 | 131.96 | 1 | Nos | 3958.8
461 | DFCT | 300 | 250 | Double Flange | Concentric Tappers (Red..) | - | 40 | 131.96 | 1 | Nos | 5278.4
462 | DFCT | 350 | 300 | Double Flange | Concentric Tappers (Red..) | - | 49 | 131.96 | 1 | Nos | 6466.04
463 | DFCT | 400 | 350 | Double Flange | Concentric Tappers (Red..) | - | 57 | 131.96 | 1 | Nos | 7521.72
464 | DFCT | 450 | 400 | Double Flange | Concentric Tappers (Red..) | - | 67 | 131.96 | 1 | Nos | 8841.32
465 | DFCT | 500 | 400 | Double Flange | Concentric Tappers (Red..) | - | 108 | 131.96 | 1 | Nos | 14251.68
466 | DFCT | 600 | 500 | Double Flange | Concentric Tappers (Red..) | - | 147 | 144.96 | 1 | Nos | 21309.12
467 | DFCT | 700 | 600 | Double Flange | Concentric Tappers (Red..) | - | 193 | 144.96 | 1 | Nos | 27977.28
468 | DFCT | 750 | 600 | Double Flange | Concentric Tappers (Red..) | - | 208 | 144.96 | 1 | Nos | 30151.68
469 | DFCT | 800 | 700 | Double Flange | Concentric Tappers (Red..) | - | 248 | 144.96 | 1 | Nos | 35950.08
470 | DFCT | 900 | 800 | Double Flange | Concentric Tappers (Red..) | - | 305 | 144.96 | 1 | Nos | 44212.8
471 | DFCT | 1000 | 900 | Double Flange | Concentric Tappers (Red..) | - | 369 | 144.96 | 1 | Nos | 53490.24
472 | DFCT | 1100 | 1000 | Double Flange | Concentric Tappers (Red..) | - | 446 | 144.96 | 1 | Nos | 64652.16
473 | DFCT | 1200 | 1000 | Double Flange | Concentric Tappers (Red..) | - | 578 | 144.96 | 1 | Nos | 83786.88
474 | DFCT | 1400 | 1200 | Double Flange | Concentric Tappers (Red..) | - | 806 | 144.96 | 1 | Nos | 116837.76
475 | DFCT | 1600 | 1400 | Double Flange | Concentric Tappers (Red..) | - | 1091 | 144.96 | 1 | Nos | 158151.36
476 | DFP | 80 |  | Double Flange | Pipe | 0.45 | 11.49 | 131.96 | 1 | Nos | 1516.22
477 | DFP | 100 |  | Double Flange | Pipe | 0.45 | 13.4 | 131.96 | 1 | Nos | 1768.26
478 | DFP | 125 |  | Double Flange | Pipe | 0.45 | 16.51 | 131.96 | 1 | Nos | 2178.66
479 | DFP | 150 |  | Double Flange | Pipe | 0.45 | 20.06 | 131.96 | 1 | Nos | 2647.12
480 | DFP | 200 |  | Double Flange | Pipe | 0.45 | 27.37 | 131.96 | 1 | Nos | 3611.75
481 | DFP | 250 |  | Double Flange | Pipe | 0.45 | 37.29 | 131.96 | 1 | Nos | 4920.79
482 | DFP | 300 |  | Double Flange | Pipe | 0.45 | 48.46 | 131.96 | 1 | Nos | 6394.78
483 | DFP | 350 |  | Double Flange | Pipe | 0.45 | 56.64 | 131.96 | 1 | Nos | 7474.21
484 | DFP | 400 |  | Double Flange | Pipe | 0.45 | 66.58 | 131.96 | 1 | Nos | 8785.9
485 | DFP | 450 |  | Double Flange | Pipe | 0.45 | 78.41 | 131.96 | 1 | Nos | 10346.98
486 | DFP | 500 |  | Double Flange | Pipe | 0.45 | 90.54 | 131.96 | 1 | Nos | 11947.66
487 | DFP | 600 |  | Double Flange | Pipe | 0.45 | 123.39 | 144.96 | 1 | Nos | 17886.61
488 | DFP | 700 |  | Double Flange | Pipe | 0.45 | 159.26 | 144.96 | 1 | Nos | 23086.33
489 | DFP | 750 |  | Double Flange | Pipe | 0.45 | 183.71 | 144.96 | 1 | Nos | 26630.6
490 | DFP | 800 |  | Double Flange | Pipe | 0.45 | 206.84 | 144.96 | 1 | Nos | 29983.53
491 | DFP | 900 |  | Double Flange | Pipe | 0.45 | 245.09 | 144.96 | 1 | Nos | 35528.25
492 | DFP | 1000 |  | Double Flange | Pipe | 0.45 | 301.19 | 144.96 | 1 | Nos | 43660.5
493 | DFP | 1100 |  | Double Flange | Pipe | 0.45 | 365.26 | 144.96 | 1 | Nos | 52948.09
494 | DFP | 1200 |  | Double Flange | Pipe | 0.45 | 431.05 | 144.96 | 1 | Nos | 62485.01
495 | DFP | 1400 |  | Double Flange | Pipe | 0.45 | 542.24 | 144.96 | 1 | Nos | 78603.11
496 | DFP | 1600 |  | Double Flange | Pipe | 0.45 | 722.64 | 144.96 | 1 | Nos | 104753.89
497 | DFP | 1800 |  | Double Flange | Pipe | 0.45 | 854.55 | 144.96 | 1 | Nos | 123875.57
498 | DFP | 2000 |  | Double Flange | Pipe | 0.45 | 1019.84 | 144.96 | 1 | Nos | 147836.01
499 | DFP | 80 |  | Double Flange | Pipe | 0.6 | 13.32 | 131.96 | 1 | Nos | 1757.71
500 | DFP | 100 |  | Double Flange | Pipe | 0.6 | 15.66 | 131.96 | 1 | Nos | 2066.49
501 | DFP | 125 |  | Double Flange | Pipe | 0.6 | 19.34 | 131.96 | 1 | Nos | 2552.11
502 | DFP | 150 |  | Double Flange | Pipe | 0.6 | 23.48 | 131.96 | 1 | Nos | 3098.42
503 | DFP | 200 |  | Double Flange | Pipe | 0.6 | 31.96 | 131.96 | 1 | Nos | 4217.44
504 | DFP | 250 |  | Double Flange | Pipe | 0.6 | 43.32 | 131.96 | 1 | Nos | 5716.51
505 | DFP | 300 |  | Double Flange | Pipe | 0.6 | 56.08 | 131.96 | 1 | Nos | 7400.32
506 | DFP | 350 |  | Double Flange | Pipe | 0.6 | 66.12 | 131.96 | 1 | Nos | 8725.2
507 | DFP | 400 |  | Double Flange | Pipe | 0.6 | 77.9 | 131.96 | 1 | Nos | 10279.68
508 | DFP | 450 |  | Double Flange | Pipe | 0.6 | 91.88 | 131.96 | 1 | Nos | 12124.48
509 | DFP | 500 |  | Double Flange | Pipe | 0.6 | 106.18 | 131.96 | 1 | Nos | 14011.51
510 | DFP | 600 |  | Double Flange | Pipe | 0.6 | 143.98 | 144.96 | 1 | Nos | 20871.34
511 | DFP | 700 |  | Double Flange | Pipe | 0.6 | 185.34 | 144.96 | 1 | Nos | 26866.89
512 | DFP | 750 |  | Double Flange | Pipe | 0.6 | 212.94 | 144.96 | 1 | Nos | 30867.78
513 | DFP | 800 |  | Double Flange | Pipe | 0.6 | 239.12 | 144.96 | 1 | Nos | 34662.84
514 | DFP | 900 |  | Double Flange | Pipe | 0.6 | 284.12 | 144.96 | 1 | Nos | 41186.04
515 | DFP | 1000 |  | Double Flange | Pipe | 0.6 | 347.58 | 144.96 | 1 | Nos | 50385.2
516 | DFP | 1100 |  | Double Flange | Pipe | 0.6 | 419.68 | 144.96 | 1 | Nos | 60836.81
517 | DFP | 1200 |  | Double Flange | Pipe | 0.6 | 494.06 | 144.96 | 1 | Nos | 71618.94
518 | DFP | 1400 |  | Double Flange | Pipe | 0.6 | 624.32 | 144.96 | 1 | Nos | 90501.43
519 | DFP | 1600 |  | Double Flange | Pipe | 0.6 | 826.18 | 144.96 | 1 | Nos | 119763.05
520 | DFP | 1800 |  | Double Flange | Pipe | 0.6 | 982.06 | 144.96 | 1 | Nos | 142359.42
521 | DFP | 2000 |  | Double Flange | Pipe | 0.6 | 1173.78 | 144.96 | 1 | Nos | 170151.15
522 | DFP | 80 |  | Double Flange | Pipe | 0.9 | 16.98 | 131.96 | 1 | Nos | 2240.68
523 | DFP | 100 |  | Double Flange | Pipe | 0.9 | 20.19 | 131.96 | 1 | Nos | 2664.27
524 | DFP | 125 |  | Double Flange | Pipe | 0.9 | 25.01 | 131.96 | 1 | Nos | 3300.32
525 | DFP | 150 |  | Double Flange | Pipe | 0.9 | 30.32 | 131.96 | 1 | Nos | 4001.03
526 | DFP | 200 |  | Double Flange | Pipe | 0.9 | 41.14 | 131.96 | 1 | Nos | 5428.83
527 | DFP | 250 |  | Double Flange | Pipe | 0.9 | 55.38 | 131.96 | 1 | Nos | 7307.94
528 | DFP | 300 |  | Double Flange | Pipe | 0.9 | 71.32 | 131.96 | 1 | Nos | 9411.39
529 | DFP | 350 |  | Double Flange | Pipe | 0.9 | 85.08 | 131.96 | 1 | Nos | 11227.16
530 | DFP | 400 |  | Double Flange | Pipe | 0.9 | 100.55 | 131.96 | 1 | Nos | 13268.58
531 | DFP | 450 |  | Double Flange | Pipe | 0.9 | 118.82 | 131.96 | 1 | Nos | 15679.49
532 | DFP | 500 |  | Double Flange | Pipe | 0.9 | 137.47 | 131.96 | 1 | Nos | 18140.54
533 | DFP | 600 |  | Double Flange | Pipe | 0.9 | 185.17 | 144.96 | 1 | Nos | 26842.24
534 | DFP | 700 |  | Double Flange | Pipe | 0.9 | 237.51 | 144.96 | 1 | Nos | 34429.45
535 | DFP | 750 |  | Double Flange | Pipe | 0.9 | 271.41 | 144.96 | 1 | Nos | 39343.59
536 | DFP | 800 |  | Double Flange | Pipe | 0.9 | 303.68 | 144.96 | 1 | Nos | 44021.45
537 | DFP | 900 |  | Double Flange | Pipe | 0.9 | 362.18 | 144.96 | 1 | Nos | 52501.61
538 | DFP | 1000 |  | Double Flange | Pipe | 0.9 | 440.37 | 144.96 | 1 | Nos | 63836.04
539 | DFP | 1100 |  | Double Flange | Pipe | 0.9 | 528.52 | 144.96 | 1 | Nos | 76614.26
540 | DFP | 1200 |  | Double Flange | Pipe | 0.9 | 620.09 | 144.96 | 1 | Nos | 89888.25
541 | DFP | 1400 |  | Double Flange | Pipe | 0.9 | 788.48 | 144.96 | 1 | Nos | 114298.06
542 | DFP | 1600 |  | Double Flange | Pipe | 0.9 | 1033.27 | 144.96 | 1 | Nos | 149782.82
543 | DFP | 1800 |  | Double Flange | Pipe | 0.9 | 1237.09 | 144.96 | 1 | Nos | 179328.57
544 | DFP | 2000 |  | Double Flange | Pipe | 0.9 | 1481.67 | 144.96 | 1 | Nos | 214782.88